## Site Info
Site | Site code | Nominal Power DC | Capacity AC | Type of Inverter | Number of Trackers | Avg. capacity per tracker (kW) | AM Report Site Name | Maximum Export Capacity | Start of reporting | O&M Provider | Portfolio | Contractual Availability Type | O&M Contract Start Date | Current Guarantee Year Start | Current Guarantee Year End | Contractual Irradiance Threshold
LSBP - Bellflower | BF | 173515.68 | 168420 | Central | 216 | 803.3133 | Bellflower | 152500 | 2023-02-01 | Novasource | Bass | Energy-based | 2023-06-14 | 2023-06-13 | 2023-12-31 | 50
LSBP - Bighorn | BH | 300282.07 | 281400 | Central | 9163 | 32.7712 | Bighorn | 240000 | 2021-09-01 | Novasource | Bighorn | Energy-based | 2021-11-12 | 2023-01-01 | 2023-12-31 | 50
LSBP - Black Bear | BB | 132198.57 | 118800 | Central | 158 | 836.6998 | Black Bear | 100000 | 2023-06-01 | Novasource | Black Bear | Time-based |  |  |  | 50
LSBP - Bluewater | BW | 3104.32 | 2625 | String | 4 | 776.08 | Bluewater | 2400 | 2020-01-01 | Pearce | Glade | Time-based | 2020-02-13 | 2023-04-13 | 2024-03-12 | 85
LSBP - Briar Creek | BC | 152681.67 | 147000 | String | 188 | 812.1365 | Briar Creek | 129240 | 2021-11-01 | Novasource | Maverick | Energy-based | 2021-11-26 | 2023-01-01 | 2023-12-31 | 50
LSBP - Elk Hill 1 | EH1 | 24434.76 | 22050 | Central | 45 | 542.9947 | Elk Hill 1 | 22050 | 2022-10-01 | Pearce | Endurance | Time-based | 2022-12-13 | 2023-02-12 | 2024-02-11 | 85
LSBP - Elk Hill 2 | EH2 | 17505.46 | 18900 | Central | 24 | 729.3942 | Elk Hill 2 | 15000 | 2021-02-01 | Pearce | Endurance | Time-based | 2020-12-30 | 2023-02-28 | 2024-02-27 | 85
LSBP - Elm Branch | EM | 162132.75 | 155400 | String | 154 | 1052.8101 | Elm Branch | 136850 | 2021-11-01 | Novasource | Maverick | Energy-based | 2021-11-19 | 2023-01-01 | 2023-12-31 | 50
LSBP - Grants | GR | 5634.36 | 4750 | String | 8 | 704.295 | Grants | 4500 | 2020-01-01 | Pearce | Glade | Time-based | 2020-02-13 | 2023-04-13 | 2024-03-12 | 85
LSBP - Impact_Solar | IMP | 259399.98 | 209230 | Central | 7750 | 33.471 | Impact Solar | 198500 | 2020-10-01 | SOLV | Impact | Time-based | 2021-12-20 | 2022-12-30 | 2023-12-29 | 50
LSBP - Johnson Corner | JC | 27568.38 | 23000 | String | 34 | 810.8347 | Johnson Corner | 20000 | 2020-04-01 | Pearce | Glade | Time-based | 2020-04-17 | 2023-06-16 | 2024-06-15 | 85
LSBP - Sun Mountain | SM | 293015.4 | 233200 | String | 385 | 761.079 | Sun Mountain | 200000 | 2023-01-01 | Novasource | Bass | Energy-based | 2022-11-21 | 2023-01-20 | 2023-12-31 | 50
LSBP - Whitetail 1 | WT1 | 18307.62 | 15625 | Central | 23 | 795.9835 | Whitetail 1 | 13500 | 2020-02-01 | Pearce | Glade | Time-based | 2020-06-11 | 2022-08-10 | 2023-08-09 | 85
LSBP - Whitetail 2 | WT2 | 27045.63 | 22050 | Central | 34 | 795.4597 | Whitetail 2 | 20000 | 2020-10-01 | Pearce | Glade | Time-based | 2020-10-01 | 2022-11-30 | 2023-11-29 | 85
LSBP - Whitetail 3 | WT3 | 27061 | 22050 | Central | 33 | 820.0303 | Whitetail 3 | 20000 | 2020-09-01 | Pearce | Glade | Time-based | 2021-10-01 | 2022-11-30 | 2023-11-29 | 85
LSBP - Wildflower | WF | 16472.96 | 14375 | String | 575 | 28.6486 | Wildflower | 13000 | 2021-01-01 | Pearce | Glade | Time-based | 2020-12-28 | 2023-02-26 | 2024-02-25 | 85
LSBP - Happy Solar | HS | 134895 | 109200 | Central | 164 | 822.5305 | Happy Solar | 95000 | 2023-10-01 | Novasource | Crawfish | Time-based |  |  |  | 50
LSBP - Hokes 1 | H1 | 28322.46 | 21000 | Central | 30 | 944.082 | Hokes 1 | 19000 | 2024-02-01 |  | Cottontail
LSBP - Arche | AR | 135092.79 | 117150 | Central | 4127 | 32.7339 | Arche | 107000 | 2024-01-01 |  | Cygnus
Milagres | ML | 212000 | 163700 | String | 5138 | 41.2612 | Milagres | 163000 | 2024-06-01 | Voltalia | Milagres | Time-based

## Budget Irradiance
Site | 2020-01-01 | 2020-02-01 | 2020-03-01 | 2020-04-01 | 2020-05-01 | 2020-06-01 | 2020-07-01 | 2020-08-01 | 2020-09-01 | 2020-10-01 | 2020-11-01 | 2020-12-01 | 2021-01-01 | 2021-02-01 | 2021-03-01 | 2021-04-01 | 2021-05-01 | 2021-06-01 | 2021-07-01 | 2021-08-01 | 2021-09-01 | 2021-10-01 | 2021-11-01 | 2021-12-01 | 2022-01-01 | 2022-02-01 | 2022-03-01 | 2022-04-01 | 2022-05-01 | 2022-06-01 | 2022-07-01 | 2022-08-01 | 2022-09-01 | 2022-10-01 | 2022-11-01 | 2022-12-01 | 2023-01-01 | 2023-02-01 | 2023-03-01 | 2023-04-01 | 2023-05-01 | 2023-06-01 | 2023-07-01 | 2023-08-01 | 2023-09-01 | 2023-10-01 | 2023-11-01 | 2023-12-01 | 2024-01-01 | 2024-02-01 | 2024-03-01 | 2024-04-01 | 2024-05-01 | 2024-06-01 | 2024-07-01 | 2024-08-01 | 2024-09-01 | 2024-10-01 | 2024-11-01 | 2024-12-01
LSBP - Bellflower | [36 empty] | 81.176 | 96.2981 | 152.7718 | 194.903 | 223.8807 | 234.7416 | 254.1283 | 232.0718 | 187.7777 | 137.1435 | 88.6153 | 64.3484 | 81.176 | 96.2981 | 152.7718 | 194.903 | 223.8807 | 234.7416 | 254.1283 | 232.0718 | 187.7777 | 137.1435 | 88.6153 | 64.3484
LSBP - Bighorn | 127.1347 | 145.6045 | 214.3023 | 235.6225 | 285.2575 | 303.5408 | 297.9282 | 276.3504 | 235.94 | 182.8104 | 136.0273 | 116.4082 | 127.1347 | 145.6045 | 214.3023 | 235.6225 | 285.2575 | 303.5408 | 297.9282 | 276.3504 | 235.94 | 182.8104 | 136.0273 | 116.4082 | 127.1347 | 145.6045 | 214.3023 | 235.6225 | 285.2575 | 303.5408 | 297.9282 | 276.3504 | 235.94 | 182.8104 | 136.0273 | 116.4082 | 127.1347 | 145.6045 | 214.3023 | 235.6225 | 285.2575 | 303.5408 | 297.9282 | 276.3504 | 235.94 | 182.8104 | 136.0273 | 116.4082 | 127.1347 | 145.6045 | 214.3023 | 235.6225 | 285.2575 | 303.5408 | 297.9282 | 276.3504 | 235.94 | 182.8104 | 136.0273 | 116.4082
LSBP - Black Bear | [36 empty] | 123.1 | 124.7 | 190.5 | 226 | 234.7484 | 245.2 | 241.2 | 232.2 | 194.2 | 178.9 | 136.9 | 101.9 | 123.1 | 124.7 | 190.5 | 226 | 234.7484 | 245.2 | 241.2 | 232.2 | 194.2 | 178.9 | 136.9 | 101.9
LSBP - Bluewater | 152.8335 | 172.0537 | 246.1999 | 284.5885 | 318.8203 | 326.0991 | 276.974 | 256.1895 | 234.3217 | 211.6398 | 160.7212 | 137.1213 | 152.8335 | 172.0537 | 246.1999 | 284.5885 | 318.8203 | 326.0991 | 276.974 | 256.1895 | 234.3217 | 211.6398 | 160.7212 | 137.1213 | 152.8335 | 172.0537 | 246.1999 | 284.5885 | 318.8203 | 326.0991 | 276.974 | 256.1895 | 234.3217 | 211.6398 | 160.7212 | 137.1213 | 152.8335 | 172.0537 | 246.1999 | 284.5885 | 318.8203 | 326.0991 | 276.974 | 256.1895 | 234.3217 | 211.6398 | 160.7212 | 137.1213 | 152.8335 | 172.0537 | 246.1999 | 284.5885 | 318.8203 | 326.0991 | 276.974 | 256.1895 | 234.3217 | 211.6398 | 160.7212 | 137.1213
LSBP - Briar Creek | [23 empty] | 105.0915 | 119.1649 | 126.605 | 172.9934 | 206.8161 | 229.934 | 254.643 | 277.6891 | 259.619 | 206.9138 | 166.7636 | 122.4671 | 105.0915 | 119.1649 | 126.605 | 172.9934 | 206.8161 | 229.934 | 254.643 | 277.6891 | 259.619 | 206.9138 | 166.7636 | 122.4671 | 105.0915 | 119.1649 | 126.605 | 172.9934 | 206.8161 | 229.934 | 254.643 | 277.6891 | 259.619 | 206.9138 | 166.7636 | 122.4671 | 105.0915
LSBP - Elk Hill 1 | [28 empty] | 208.5641 | 229.0891 | 220.0951 | 204.5647 | 156.6104 | 120.8477 | 85.9859 | 71.321 | 83.2627 | 106.6799 | 154.274 | 181.3418 | 208.5641 | 229.0891 | 220.0951 | 204.5647 | 156.6104 | 120.8477 | 85.9859 | 71.321 | 83.2627 | 106.6799 | 154.274 | 181.3418 | 208.5641 | 229.0891 | 220.0951 | 204.5647 | 156.6104 | 120.8477 | 85.9859 | 71.321
LSBP - Elk Hill 2 | 79.93 | 100.68 | 145.87 | 187.24 | 208.54 | 231.59 | 232.9 | 201.46 | 159.81 | 126.16 | 72.07 | 59.5 | 79.93 | 100.68 | 145.87 | 187.24 | 208.54 | 231.59 | 232.9 | 201.46 | 159.81 | 126.16 | 72.07 | 59.5 | 79.93 | 100.68 | 145.87 | 187.24 | 208.54 | 231.59 | 232.9 | 201.46 | 159.81 | 126.16 | 72.07 | 59.5 | 79.93 | 100.68 | 145.87 | 187.24 | 208.54 | 231.59 | 232.9 | 201.46 | 159.81 | 126.16 | 72.07 | 59.5 | 79.93 | 100.68 | 145.87 | 187.24 | 208.54 | 231.59 | 232.9 | 201.46 | 159.81 | 126.16 | 72.07 | 59.5
LSBP - Elm Branch | [23 empty] | 105.4062 | 121.8143 | 127.0117 | 174.513 | 209.1888 | 232.3694 | 255.4148 | 274.8527 | 254.5733 | 208.0999 | 168.7835 | 126.1991 | 105.4062 | 121.8143 | 127.0117 | 174.513 | 209.1888 | 232.3694 | 255.4148 | 274.8527 | 254.5733 | 208.0999 | 168.7835 | 126.1991 | 105.4062 | 121.8143 | 127.0117 | 174.513 | 209.1888 | 232.3694 | 255.4148 | 274.8527 | 254.5733 | 208.0999 | 168.7835 | 126.1991 | 105.4062
LSBP - Grants | 152.1919 | 171.5453 | 242.1055 | 277.0166 | 316.4947 | 318.6818 | 268.2773 | 249.8343 | 229.2103 | 210.8398 | 157.0179 | 138.0524 | 152.1919 | 171.5453 | 242.1055 | 277.0166 | 316.4947 | 318.6818 | 268.2773 | 249.8343 | 229.2103 | 210.8398 | 157.0179 | 138.0524 | 152.1919 | 171.5453 | 242.1055 | 277.0166 | 316.4947 | 318.6818 | 268.2773 | 249.8343 | 229.2103 | 210.8398 | 157.0179 | 138.0524 | 152.1919 | 171.5453 | 242.1055 | 277.0166 | 316.4947 | 318.6818 | 268.2773 | 249.8343 | 229.2103 | 210.8398 | 157.0179 | 138.0524 | 152.1919 | 171.5453 | 242.1055 | 277.0166 | 316.4947 | 318.6818 | 268.2773 | 249.8343 | 229.2103 | 210.8398 | 157.0179 | 138.0524
LSBP - Impact_Solar | 110.9399 | 115.1655 | 165.7484 | 206.2239 | 225.4587 | 246.9629 | 272.599 | 248.0694 | 195.6832 | 152.2974 | 115.3906 | 97.7097 | 110.9399 | 115.1655 | 165.7484 | 206.2239 | 225.4587 | 246.9629 | 272.599 | 248.0694 | 195.6832 | 152.2974 | 115.3906 | 97.7097 | 110.9399 | 115.1655 | 165.7484 | 206.2239 | 225.4587 | 246.9629 | 272.599 | 248.0694 | 195.6832 | 152.2974 | 115.3906 | 97.7097 | 110.9399 | 115.1655 | 165.7484 | 206.2239 | 225.4587 | 246.9629 | 272.599 | 248.0694 | 195.6832 | 152.2974 | 115.3906 | 97.7097 | 110.9399 | 115.1655 | 165.7484 | 206.2239 | 225.4587 | 246.9629 | 272.599 | 248.0694 | 195.6832 | 152.2974 | 115.3906 | 97.7097
LSBP - Johnson Corner | 114.8341 | 145.0635 | 204.1875 | 233.7413 | 273.3556 | 287.735 | 305.4377 | 274.6102 | 217.8282 | 182.266 | 122.5442 | 105.2084 | 114.8341 | 145.0635 | 204.1875 | 233.7413 | 273.3556 | 287.735 | 305.4377 | 274.6102 | 217.8282 | 182.266 | 122.5442 | 105.2084 | 114.8341 | 145.0635 | 204.1875 | 233.7413 | 273.3556 | 287.735 | 305.4377 | 274.6102 | 217.8282 | 182.266 | 122.5442 | 105.2084 | 114.8341 | 145.0635 | 204.1875 | 233.7413 | 273.3556 | 287.735 | 305.4377 | 274.6102 | 217.8282 | 182.266 | 122.5442 | 105.2084 | 114.8341 | 145.0635 | 204.1875 | 233.7413 | 273.3556 | 287.735 | 305.4377 | 274.6102 | 217.8282 | 182.266 | 122.5442 | 105.2084
LSBP - Sun Mountain | [24 empty] | 120.4085 | 134.4204 | 216.6956 | 245.747 | 285.811 | 300.6996 | 298.5855 | 274.9137 | 237.9373 | 188.6859 | 135.0434 | 111.4097 | 120.4085 | 134.4204 | 216.6956 | 245.747 | 285.811 | 300.6996 | 298.5855 | 274.9137 | 237.9373 | 188.6859 | 135.0434 | 111.4097 | 120.4085 | 134.4204 | 216.6956 | 245.747 | 285.811 | 300.6996 | 298.5855 | 274.9137 | 237.9373 | 188.6859 | 135.0434 | 111.4097
LSBP - Whitetail 1 | 78.7387 | 98.4653 | 147.4015 | 181.22 | 209.484 | 222.5737 | 216.201 | 190.6236 | 154.0927 | 127.5092 | 79.1815 | 64.0034 | 78.7387 | 98.4653 | 147.4015 | 181.22 | 209.484 | 222.5737 | 216.201 | 190.6236 | 154.0927 | 127.5092 | 79.1815 | 64.0034 | 78.7387 | 98.4653 | 147.4015 | 181.22 | 209.484 | 222.5737 | 216.201 | 190.6236 | 154.0927 | 127.5092 | 79.1815 | 64.0034 | 78.7387 | 98.4653 | 147.4015 | 181.22 | 209.484 | 222.5737 | 216.201 | 190.6236 | 154.0927 | 127.5092 | 79.1815 | 64.0034 | 78.7387 | 98.4653 | 147.4015 | 181.22 | 209.484 | 222.5737 | 216.201 | 190.6236 | 154.0927 | 127.5092 | 79.1815 | 64.0034
LSBP - Whitetail 2 | 80.2229 | 100.6775 | 149.4902 | 183.4952 | 211.6589 | 224.8479 | 218.1724 | 192.1935 | 156.5834 | 129.2927 | 80.972 | 65.2969 | 80.2229 | 100.6775 | 149.4902 | 183.4952 | 211.6589 | 224.8479 | 218.1724 | 192.1935 | 156.5834 | 129.2927 | 80.972 | 65.2969 | 80.2229 | 100.6775 | 149.4902 | 183.4952 | 211.6589 | 224.8479 | 218.1724 | 192.1935 | 156.5834 | 129.2927 | 80.972 | 65.2969 | 80.2229 | 100.6775 | 149.4902 | 183.4952 | 211.6589 | 224.8479 | 218.1724 | 192.1935 | 156.5834 | 129.2927 | 80.972 | 65.2969 | 80.2229 | 100.6775 | 149.4902 | 183.4952 | 211.6589 | 224.8479 | 218.1724 | 192.1935 | 156.5834 | 129.2927 | 80.972 | 65.2969
LSBP - Whitetail 3 | 78.1746 | 97.7924 | 146.513 | 180.3538 | 208.9033 | 221.6886 | 215.4943 | 190.0736 | 153.307 | 126.7392 | 78.5578 | 63.5795 | 78.1746 | 97.7924 | 146.513 | 180.3538 | 208.9033 | 221.6886 | 215.4943 | 190.0736 | 153.307 | 126.7392 | 78.5578 | 63.5795 | 78.1746 | 97.7924 | 146.513 | 180.3538 | 208.9033 | 221.6886 | 215.4943 | 190.0736 | 153.307 | 126.7392 | 78.5578 | 63.5795 | 78.1746 | 97.7924 | 146.513 | 180.3538 | 208.9033 | 221.6886 | 215.4943 | 190.0736 | 153.307 | 126.7392 | 78.5578 | 63.5795 | 78.1746 | 97.7924 | 146.513 | 180.3538 | 208.9033 | 221.6886 | 215.4943 | 190.0736 | 153.307 | 126.7392 | 78.5578 | 63.5795
LSBP - Wildflower | 79.8684 | 106.9505 | 178.4574 | 236.0971 | 294.9673 | 317.0755 | 327.0755 | 293.1035 | 232.6786 | 174.3459 | 104.6614 | 77.0682 | 79.8684 | 106.9505 | 178.4574 | 236.0971 | 294.9673 | 317.0755 | 327.0755 | 293.1035 | 232.6786 | 174.3459 | 104.6614 | 77.0682 | 79.8684 | 106.9505 | 178.4574 | 236.0971 | 294.9673 | 317.0755 | 327.0755 | 293.1035 | 232.6786 | 174.3459 | 104.6614 | 77.0682 | 79.8684 | 106.9505 | 178.4574 | 236.0971 | 294.9673 | 317.0755 | 327.0755 | 293.1035 | 232.6786 | 174.3459 | 104.6614 | 77.0682 | 79.8684 | 106.9505 | 178.4574 | 236.0971 | 294.9673 | 317.0755 | 327.0755 | 293.1035 | 232.6786 | 174.3459 | 104.6614 | 77.0682
LSBP - Happy Solar | [36 empty] | 101 | 118 | 175 | 204 | 231 | 254 | 262 | 249 | 207 | 169 | 119 | 92 | 101 | 118 | 175 | 204 | 231 | 254 | 262 | 249 | 207 | 169 | 119 | 92
LSBP - Hokes 1 | [48 empty] | 74.491 | 95.7064 | 147.8664 | 178.4188 | 212.6368 | 224.2446 | 231.8787 | 204.919 | 157.4503 | 122.2634 | 85.6833 | 63.4831
LSBP - Arche | [48 empty] | 72.6 | 95.3 | 144.8 | 188.1 | 224.2 | 244 | 262.1 | 229.3 | 184.6 | 125.8 | 79.9 | 58.9
Milagres | [48 empty] | 251.6 | 215.3 | 243.5 | 229.9 | 208.2 | 173.2 | 207.5 | 242.9 | 262.3 | 279.5 | 263.7 | 230.1

## Budget Export
Site | 2020-01-01 | 2020-02-01 | 2020-03-01 | 2020-04-01 | 2020-05-01 | 2020-06-01 | 2020-07-01 | 2020-08-01 | 2020-09-01 | 2020-10-01 | 2020-11-01 | 2020-12-01 | 2021-01-01 | 2021-02-01 | 2021-03-01 | 2021-04-01 | 2021-05-01 | 2021-06-01 | 2021-07-01 | 2021-08-01 | 2021-09-01 | 2021-10-01 | 2021-11-01 | 2021-12-01 | 2022-01-01 | 2022-02-01 | 2022-03-01 | 2022-04-01 | 2022-05-01 | 2022-06-01 | 2022-07-01 | 2022-08-01 | 2022-09-01 | 2022-10-01 | 2022-11-01 | 2022-12-01 | 2023-01-01 | 2023-02-01 | 2023-03-01 | 2023-04-01 | 2023-05-01 | 2023-06-01 | 2023-07-01 | 2023-08-01 | 2023-09-01 | 2023-10-01 | 2023-11-01 | 2023-12-01 | 2024-01-01 | 2024-02-01 | 2024-03-01 | 2024-04-01 | 2024-05-01 | 2024-06-01 | 2024-07-01 | 2024-08-01 | 2024-09-01 | 2024-10-01 | 2024-11-01 | 2024-12-01
LSBP - Bellflower | [36 empty] | 10735 | 13616 | 22483 | 28652 | 33122 | 34881 | 37521 | 34433 | 27679 | 20219 | 12854 | 8827 | 10689.3844 | 13553.6266 | 22373.9367 | 28502.753 | 32938.7527 | 34676.785 | 37289.7861 | 34209.3713 | 27489.8532 | 20073.9941 | 12758.0383 | 8792.9316
LSBP - Bighorn | [17 empty] | 11094.7425 | 16439.0953 | 18345.6592 | 27653.693 | 21993.5859 | 31858.4693 | 29813.7444 | 33542.3327 | 37426.5283 | 52771.7939 | 59141.715 | 67612.3335 | 70648.5857 | 69786.7381 | 66987.8695 | 58630.9315 | 46630.4601 | 34942.8376 | 29670.6384 | 33709 | 37598 | 52993 | 59366 | 67842 | 70939 | 70046 | 67286 | 58867 | 46800 | 35145 | 29831 | 33547.5945 | 37417.1056 | 52738.3427 | 59080.0778 | 67515.1628 | 70597.9627 | 69709.1593 | 66961.7769 | 58584.1485 | 46574.8299 | 34975.972 | 29687.0308
LSBP - Black Bear | [40 empty] | 26887.8788 | 26140.404 | 26080.8081 | 24906.0606 | 20936.3636 | 19261.6162 | 14851.5152 | 10994.9495 | 13275.999 | 13615.7194 | 20577.6322 | 23415.2167 | 26786.7557 | 26035.5711 | 25970.4187 | 24794.1008 | 20899.362 | 19223.1247 | 14818.3653 | 10966.9895
LSBP - Bluewater | 430.1935 | 454.2701 | 614.4908 | 689.1977 | 747.559 | 750.8397 | 666.3664 | 639.037 | 595.2401 | 550.7223 | 426.3576 | 381.7258 | 427.85 | 451.73 | 611.925 | 685.555 | 744.26 | 747.245 | 662.67 | 635.805 | 592.025 | 548.245 | 423.87 | 380.09 | 425.7108 | 449.4714 | 608.8654 | 682.1272 | 740.5387 | 743.5088 | 659.3567 | 632.626 | 589.0649 | 545.5038 | 421.7507 | 378.1896 | 430 | 454 | 615 | 688 | 747 | 749 | 664 | 637 | 593 | 549 | 424 | 380 | 427.8649 | 451.5534 | 611.4423 | 684.7226 | 743.0502 | 745.7128 | 661.0388 | 633.97 | 590.0651 | 546.2049 | 422.113 | 378.3586
LSBP - Briar Creek | [23 empty] | 13688.9525 | 15296.1926 | 16195.9011 | 22186.0058 | 26308.962 | 29083.548 | 32580.8774 | 35307.3935 | 32451.4677 | 26435.7387 | 21199.5117 | 15634.543 | 13528.8654 | 15552 | 16462 | 22545 | 26726 | 29537 | 33078 | 35836 | 32928 | 26816 | 21498 | 15850 | 13711 | 15497.9202 | 16404.6085 | 22465.645 | 26632.6364 | 29432.8746 | 32962.3938 | 35710.5446 | 32812.2365 | 26721.6712 | 21422.6341 | 15794.3907 | 13663.2467
LSBP - Elk Hill 1 | [28 empty] | 4513.7403 | 4895.9944 | 4945.7398 | 4275.486 | 3346.0325 | 2584.1425 | 1560.4346 | 1280.2894 | 1673 | 2129 | 3150 | 4085 | 4652 | 5046 | 5098 | 4407 | 3449 | 2663 | 1608 | 1320 | 1655.8167 | 2106.2542 | 3114.8072 | 4036.307 | 4624.2833 | 5013.1645 | 5061.4286 | 4373.1112 | 3420.5691 | 2640.3134 | 1593.4842 | 1306.7159
LSBP - Elk Hill 2 | [11 empty] | 950.6986 | 1305.9981 | 1679.8449 | 2381.1777 | 2958.2237 | 3225.539 | 3478.0583 | 3472.1399 | 3012.4759 | 2424.5795 | 1962.9427 | 1153.1055 | 968.6481 | 1299.4681 | 1671.4457 | 2369.2719 | 2943.4326 | 3209.4113 | 3460.668 | 3454.7792 | 2997.4135 | 2412.4566 | 1953.128 | 1147.34 | 963.8049 | 1298 | 1670 | 2367 | 2940 | 3206 | 3457 | 3451 | 2994 | 2410 | 1951 | 1146 | 963 | 1291.4128 | 1660.3776 | 2352.6456 | 2921.5332 | 3184.2209 | 3432.0441 | 3424.7927 | 2970.1321 | 2389.4818 | 1933.7307 | 1135.4618 | 953.4339
LSBP - Elm Branch | [23 empty] | 14336.6938 | 16373.5241 | 17175.6808 | 23630.3553 | 28240.5141 | 31184.6895 | 34688.3912 | 37243.8219 | 34087.0616 | 27848.1937 | 22699.2526 | 16967.9137 | 14255.8283 | 16617 | 17425 | 23967 | 28634 | 31610 | 35151 | 37729 | 34521 | 28194 | 22974 | 17168 | 14420 | 16556.8734 | 17362.6935 | 23880.8041 | 28531.0835 | 31496.2143 | 35024.1871 | 37593.21 | 34396.2984 | 28092.2256 | 22891.3781 | 17106.2889 | 14367.8265
LSBP - Grants | 776.8648 | 804.7596 | 1116.2278 | 1227.7596 | 1374.0054 | 1349.9645 | 1189.5573 | 1137.6819 | 1051.2326 | 1003.6249 | 761.9509 | 696.3708 | 773.1769 | 800.0441 | 1114.4892 | 1223.948 | 1363.2591 | 1343.3576 | 1184.1448 | 1134.3908 | 1044.8337 | 995.0797 | 758.2507 | 692.5755 | 769.311 | 796.0438 | 1108.9168 | 1217.8283 | 1356.4429 | 1336.6408 | 1178.2241 | 1128.7189 | 1039.6095 | 990.1043 | 754.4595 | 689.1126 | 777 | 804 | 1119 | 1229 | 1368 | 1347 | 1187 | 1137 | 1047 | 996 | 759 | 693 | 773.1613 | 799.6874 | 1113.5489 | 1222.3948 | 1360.9683 | 1340.5294 | 1181.1651 | 1131.0547 | 1041.3175 | 991.3224 | 755.0662 | 689.3827
LSBP - Impact_Solar | [9 empty] | 10149.2111 | 14369.7769 | 17623.1179 | 26441.5596 | 26988.8198 | 37055.1769 | 44139.3963 | 48123.8215 | 52736.4638 | 57666.6166 | 53166.3931 | 42864.8826 | 34418.0763 | 26544.8695 | 22909.2826 | 26244.0883 | 26787.2615 | 36778.4408 | 43809.7537 | 47764.4224 | 52342.6164 | 57235.9498 | 52769.335 | 42544.7583 | 34160.0631 | 26345.1261 | 22735.9926 | 26552 | 27091 | 37183 | 44274 | 48253 | 52857 | 57777 | 53248 | 42914 | 34491 | 26626 | 23014 | 26431.4591 | 26968.063 | 37013.2646 | 44072.3977 | 48032.7677 | 52616.2992 | 57513.6566 | 53004.8361 | 42718.08 | 34333.2895 | 26504.7375 | 22908.7644
LSBP - Johnson Corner |  |  | 1229.8857 | 5165.3779 | 5793.719 | 6121.7915 | 6292.2022 | 5764.9204 | 4769.7631 | 4238.6788 | 2927.333 | 2520.3725 | 2750.0186 | 3500.0237 | 4770.0323 | 5144.1849 | 5761.089 | 6089.4413 | 6258.5924 | 5731.2388 | 4746.1822 | 4218.8286 | 2915.3698 | 2507.417 | 2736.2685 | 3482.5236 | 4746.1822 | 5118.4639 | 5732.2836 | 6058.9941 | 6227.2994 | 5702.5826 | 4722.4512 | 4197.7344 | 2900.7929 | 2494.8799 | 2753 | 3503 | 4772 | 5170 | 5787 | 6115 | 6282 | 5750 | 4760 | 4229 | 2921 | 2512 | 2739.5598 | 3485.2285 | 4747.9772 | 5143.9401 | 5758.442 | 6084.0527 | 6250.4785 | 5721.3724 | 4735.9948 | 4208.0392 | 2906.6761 | 2498.9102
LSBP - Sun Mountain | [24 empty] | 0 | 0 | 0 | 0 | 0 | 0 | 0 | 0 | 0 | 0 | 0 | 27090.0029 | 29300 | 32580 | 49376 | 53276 | 60615 | 62854 | 63541 | 60401 | 53850 | 45577 | 34083 | 27528 | 29227.7595 | 32494.4008 | 49237.5506 | 53117.5262 | 60424.1015 | 62644.4114 | 63318.1462 | 60178.9925 | 53642.2078 | 45486.5996 | 34009.7994 | 27463.5209
LSBP - Whitetail 1 | 773.6468 | 1577.1809 | 2335.9826 | 2737.8239 | 3149.7059 | 3279.7406 | 3192.3553 | 2836.8847 | 2345.9099 | 1990.737 | 1257.4138 | 1023.9996 | 1246.9695 | 1563.6602 | 2315.8005 | 2711.6638 | 3117.4237 | 3246.0793 | 3157.0101 | 2810.6296 | 2325.6971 | 1969.4201 | 1246.9695 | 1004.4042 | 1240.7346 | 1555.8419 | 2304.2215 | 2698.1055 | 3101.8366 | 3229.8489 | 3141.225 | 2796.5765 | 2314.0686 | 1959.573 | 1240.7346 | 999.3822 | 1251 | 1568 | 2321 | 2717 | 3122 | 3250 | 3159 | 2811 | 2325 | 1968 | 1246 | 1008 | 1244.6749 | 1560.1185 | 2309.6352 | 2703.2935 | 3106.5208 | 3233.3496 | 3143.3344 | 2797.2633 | 2313.6517 | 1958.413 | 1239.4724 | 1002.9691
LSBP - Whitetail 2 | [9 empty] | 2944.4663 | 1870.134 | 1512.0232 | 1856.9417 | 2343.52 | 3445.7688 | 4051.5091 | 4657.2495 | 4835.9925 | 4696.9701 | 4180.6013 | 3458.1815 | 2924.6335 | 1857.5375 | 1501.8388 | 1847.657 | 2331.8024 | 3428.5399 | 4031.2516 | 4633.9632 | 4811.8125 | 4673.4853 | 4159.6983 | 3440.8906 | 2910.0103 | 1848.2498 | 1494.3296 | 1860 | 2347 | 3449 | 4053 | 4658 | 4834 | 4693 | 4176 | 3470 | 2933 | 1862 | 1505 | 1850.8412 | 2334.8268 | 3431.62 | 4033.1557 | 4634.2423 | 4810.0542 | 4669.8532 | 4154.6964 | 3452.553 | 2918.6707 | 1852.9613 | 1497.5218
LSBP - Whitetail 3 | [8 empty] | 3252.78 | 2765.3604 | 1720.8897 | 1382.6802 | 1746.1771 | 2223.3302 | 3329.9191 | 3888.2897 | 4497.4213 | 4588.791 | 4416.2037 | 3969.5073 | 3303.1681 | 2808.198 | 1747.5477 | 1404.099 | 1737.4462 | 2212.2135 | 3313.2695 | 3868.8483 | 4474.9342 | 4565.8471 | 4394.1227 | 3949.6597 | 3286.6523 | 2794.157 | 1738.8099 | 1397.0785 | 1749 | 2225 | 3332 | 3889 | 4496 | 4585 | 4411 | 3963 | 3313 | 2816 | 1751 | 1407 | 1739.7659 | 2214.2243 | 3314.9606 | 3869.1754 | 4473.4691 | 4562.4095 | 4389.0058 | 3943.3813 | 3296.5136 | 2801.3863 | 1742.5667 | 1399.5202
LSBP - Wildflower | [11 empty] | 547.4096 | 1099.5283 | 1456.1321 | 2446.6981 | 3159.9057 | 3813.6792 | 4001.8868 | 4110.8491 | 3585.8491 | 3041.0377 | 2317.9245 | 1416.5094 | 1044.75 | 1094.0307 | 1448.8514 | 2434.4646 | 3144.1061 | 3794.6108 | 3981.8774 | 4090.2948 | 3567.9198 | 3025.8325 | 2306.3349 | 1409.4269 | 1039.5263 | 1099 | 1455 | 2444 | 3155 | 3807 | 3993 | 4100 | 3575 | 3030 | 2309 | 1410 | 1045 | 1093.8179 | 1447.9531 | 2431.9865 | 3139.5688 | 3787.5739 | 3972.8015 | 4079.2909 | 3556.8067 | 3015.124 | 2297.226 | 1403.2628 | 1039.7524
LSBP - Happy Solar | [39 empty] | 21136 | 23540 | 26285 | 27006 | 25873 | 22056 | 18357 | 13207 | 10152 | 11427.9867 | 12906.2004 | 18247.5206 | 21492.0232 | 23851.3187 | 26546.4878 | 27125.2861 | 26073.4593 | 22133.2432 | 18737.4725 | 13402.508 | 10362.7576
LSBP - Hokes 1 | [51 empty] | 4253 | 5007 | 5181 | 5476 | 4887 | 3936 | 3164 | 2301 | 1706
LSBP - Arche | [48 empty] | 7470 | 10362 | 15954 | 20369 | 24720 | 26945 | 28926 | 25256 | 20214 | 13503 | 8278 | 5843
Milagres | [48 empty] | 40100 | 34650 | 39730 | 38180 | 35980 | 30630 | 36330 | 41230 | 42800 | 45150 | 42780 | 39000

## Budget PR
Site | 2020-01-01 | 2020-02-01 | 2020-03-01 | 2020-04-01 | 2020-05-01 | 2020-06-01 | 2020-07-01 | 2020-08-01 | 2020-09-01 | 2020-10-01 | 2020-11-01 | 2020-12-01 | 2021-01-01 | 2021-02-01 | 2021-03-01 | 2021-04-01 | 2021-05-01 | 2021-06-01 | 2021-07-01 | 2021-08-01 | 2021-09-01 | 2021-10-01 | 2021-11-01 | 2021-12-01 | 2022-01-01 | 2022-02-01 | 2022-03-01 | 2022-04-01 | 2022-05-01 | 2022-06-01 | 2022-07-01 | 2022-08-01 | 2022-09-01 | 2022-10-01 | 2022-11-01 | 2022-12-01 | 2023-01-01 | 2023-02-01 | 2023-03-01 | 2023-04-01 | 2023-05-01 | 2023-06-01 | 2023-07-01 | 2023-08-01 | 2023-09-01 | 2023-10-01 | 2023-11-01 | 2023-12-01 | 2024-01-01 | 2024-02-01 | 2024-03-01 | 2024-04-01 | 2024-05-01 | 2024-06-01 | 2024-07-01 | 2024-08-01 | 2024-09-01 | 2024-10-01 | 2024-11-01 | 2024-12-01
LSBP - Bellflower | [36 empty] | 76.21% | 81.49% | 84.81% | 84.72% | 85.26% | 85.64% | 85.09% | 85.51% | 84.95% | 84.97% | 83.6% | 79.06% | 75.89% | 81.11% | 84.4% | 84.28% | 84.79% | 85.14% | 84.57% | 84.95% | 84.37% | 84.36% | 82.97% | 78.75%
LSBP - Bighorn | 0% | 0% | 0% | 0% | 0% | 12.17% | 18.38% | 22.11% | 39.03% | 40.07% | 78% | 85.29% | 0% | 0% | 0% | 0% | 0% | 12.17% | 18.38% | 22.11% | 39.03% | 40.07% | 78% | 85.29% | 87.86% | 85.6% | 82.01% | 83.59% | 78.93% | 77.51% | 78.01% | 80.72% | 82.76% | 84.95% | 85.55% | 84.88% | 88.3% | 85.99% | 82.35% | 83.91% | 79.2% | 77.83% | 78.3% | 81.08% | 83.09% | 85.25% | 86.04% | 85.34% | 87.88% | 85.58% | 81.95% | 83.5% | 78.82% | 77.45% | 77.92% | 80.69% | 82.69% | 84.84% | 85.63% | 84.93%
LSBP - Black Bear | [36 empty] | 0% | 0% | 0% | 0% | 86.64% | 80.64% | 81.79% | 81.14% | 81.55% | 81.44% | 82.06% | 81.62% | 81.58% | 82.59% | 81.71% | 78.37% | 86.32% | 80.32% | 81.45% | 80.77% | 81.41% | 81.28% | 81.88% | 81.41%
LSBP - Bluewater | 89.41% | 91.18% | 83.29% | 77.41% | 75.78% | 75.68% | 77.08% | 78.88% | 82.74% | 85.42% | 91.94% | 91.06% | 90.19% | 84.58% | 80.07% | 77.61% | 75.21% | 73.82% | 77.08% | 79.95% | 81.4% | 83.46% | 84.96% | 89.3% | 89.73% | 84.15% | 79.66% | 77.21% | 74.82% | 73.45% | 76.69% | 79.55% | 80.98% | 83.03% | 84.53% | 88.85% | 90.63% | 85% | 80.47% | 77.88% | 75.48% | 73.99% | 77.23% | 80.1% | 81.52% | 83.56% | 84.98% | 89.27% | 90.18% | 84.54% | 80% | 77.51% | 75.08% | 73.66% | 76.88% | 79.72% | 81.12% | 83.14% | 84.6% | 88.89%
LSBP - Briar Creek | 0% | 0% | 0% | 0% | 0% | 0% | 0% | 0% | 0% | 0% | 0% | 0% | 0% | 0% | 0% | 0% | 0% | 0% | 0% | 0% | 0% | 0% | 0% | 85.31% | 84.07% | 83.79% | 84% | 83.32% | 82.84% | 83.8% | 83.28% | 81.87% | 83.68% | 83.26% | 83.61% | 84.32% | 85.48% | 85.16% | 85.36% | 84.64% | 84.13% | 85.08% | 84.52% | 83.07% | 84.88% | 84.43% | 84.77% | 85.45% | 85.18% | 84.86% | 85.06% | 84.34% | 83.84% | 84.78% | 84.23% | 82.78% | 84.58% | 84.14% | 84.47% | 85.15%
LSBP - Elk Hill 1 | [28 empty] | 88.57% | 87.46% | 91.96% | 85.54% | 87.44% | 87.51% | 74.27% | 73.47% | 82.23% | 81.67% | 83.56% | 92.19% | 91.28% | 90.14% | 94.79% | 88.17% | 90.13% | 90.18% | 76.53% | 75.74% | 81.39% | 80.8% | 82.63% | 91.09% | 90.74% | 89.56% | 94.11% | 87.49% | 89.39% | 89.41% | 75.84% | 74.98%
LSBP - Elk Hill 2 | 0% | 0% | 0% | 0% | 0% | 0% | 0% | 0% | 0% | 0% | 0% | 0% | 93.34% | 95.32% | 93.25% | 90.25% | 88.36% | 85.79% | 85.17% | 85.42% | 86.67% | 88.88% | 91.4% | 93% | 92.87% | 94.84% | 92.78% | 89.8% | 87.91% | 85.36% | 84.74% | 84.99% | 86.23% | 88.44% | 90.94% | 92.53% | 92.77% | 94.75% | 92.7% | 89.7% | 87.82% | 85.27% | 84.65% | 84.9% | 86.15% | 88.34% | 90.84% | 92.46% | 92.3% | 94.21% | 92.13% | 89.13% | 87.22% | 84.66% | 84% | 84.22% | 85.41% | 87.56% | 90% | 91.54%
LSBP - Elm Branch | 0% | 0% | 0% | 0% | 0% | 0% | 0% | 0% | 0% | 0% | 0% | 0% | 0% | 0% | 0% | 0% | 0% | 0% | 0% | 0% | 0% | 0% | 0% | 83.91% | 82.9% | 83.41% | 83.52% | 83.27% | 82.77% | 83.77% | 83.58% | 82.59% | 82.54% | 82.95% | 82.93% | 83.42% | 84.14% | 84.62% | 84.71% | 84.43% | 83.9% | 84.88% | 84.67% | 83.64% | 83.56% | 83.95% | 83.91% | 84.38% | 83.83% | 84.31% | 84.4% | 84.12% | 83.6% | 84.58% | 84.36% | 83.34% | 83.26% | 83.65% | 83.6% | 84.07%
LSBP - Grants | 96.83% | 88.3% | 85.56% | 78.57% | 76.15% | 75.25% | 75.94% | 79.18% | 83.99% | 87.69% | 95.73% | 98.12% | 90.17% | 82.78% | 81.71% | 78.42% | 76.45% | 74.82% | 78.34% | 80.59% | 80.91% | 83.77% | 85.71% | 89.04% | 89.72% | 82.36% | 81.29% | 78.03% | 76.07% | 74.44% | 77.95% | 80.18% | 80.5% | 83.35% | 85.28% | 88.59% | 90.61% | 83.18% | 82.03% | 78.74% | 76.71% | 75.02% | 78.53% | 80.77% | 81.07% | 83.84% | 85.79% | 89.09% | 90.16% | 82.74% | 81.63% | 78.32% | 76.32% | 74.66% | 78.14% | 80.35% | 80.63% | 83.45% | 85.35% | 88.63%
LSBP - Impact_Solar | 0% | 0% | 0% | 0% | 0% | 0% | 0% | 0% | 0% | 76.79% | 52.88% | 81.72% | 91.88% | 90.34% | 86.18% | 82.51% | 82.29% | 82.32% | 81.55% | 82.62% | 84.45% | 87.12% | 88.68% | 90.39% | 91.2% | 89.67% | 85.54% | 81.9% | 81.67% | 81.71% | 80.94% | 82% | 83.82% | 86.47% | 88.02% | 89.7% | 92.27% | 90.68% | 86.48% | 82.76% | 82.51% | 82.51% | 81.71% | 82.75% | 84.54% | 87.31% | 88.95% | 90.8% | 91.85% | 90.27% | 86.09% | 82.39% | 82.13% | 82.13% | 81.33% | 82.37% | 84.16% | 86.91% | 88.55% | 90.38%
LSBP - Johnson Corner | 0% | 0% | 0% | 71.03% | 72.11% | 72.6% | 77.25% | 74.46% | 67.52% | 67.16% | 64.47% | 74.39% | 86.87% | 87.52% | 84.74% | 79.83% | 76.45% | 76.77% | 74.33% | 75.71% | 79.04% | 83.96% | 86.3% | 86.45% | 86.43% | 87.08% | 84.31% | 79.43% | 76.07% | 76.38% | 73.95% | 75.33% | 78.64% | 83.54% | 85.86% | 86.02% | 86.96% | 87.59% | 84.77% | 80.23% | 76.79% | 77.09% | 74.6% | 75.95% | 79.27% | 84.16% | 86.46% | 86.61% | 86.54% | 87.15% | 84.35% | 79.83% | 76.41% | 76.7% | 74.23% | 75.57% | 78.87% | 83.75% | 86.04% | 86.16%
LSBP - Sun Mountain | [24 empty] | 0% | 0% | 0% | 0% | 0% | 0% | 0% | 0% | 0% | 0% | 0% | 82.98% | 83.05% | 82.72% | 77.76% | 73.99% | 72.38% | 71.34% | 72.63% | 74.98% | 77.24% | 82.44% | 86.13% | 84.33% | 82.84% | 82.5% | 77.55% | 73.77% | 72.15% | 71.1% | 72.37% | 74.71% | 76.94% | 82.27% | 85.95% | 84.13%
LSBP - Whitetail 1 | 94.95% | 78.39% | 82.55% | 81.57% | 79.42% | 73.64% | 67.6% | 77.82% | 82.69% | 79.62% | 79.52% | 90.13% | 86.5% | 86.74% | 85.82% | 81.73% | 81.29% | 79.66% | 79.76% | 80.54% | 82.44% | 84.37% | 86.02% | 85.72% | 86.07% | 86.31% | 85.39% | 81.32% | 80.88% | 79.26% | 79.36% | 80.13% | 82.03% | 83.94% | 85.59% | 85.29% | 86.78% | 86.98% | 86.01% | 81.89% | 81.4% | 79.76% | 79.81% | 80.55% | 82.42% | 84.3% | 85.95% | 86.03% | 86.34% | 86.55% | 85.59% | 81.48% | 81% | 79.35% | 79.41% | 80.15% | 82.01% | 83.89% | 85.5% | 85.6%
LSBP - Whitetail 2 | 0% | 0% | 0% | 0% | 0% | 0% | 0% | 0% | 0% | 87.77% | 89.02% | 93.09% | 85.89% | 86.38% | 85.53% | 81.93% | 81.65% | 79.81% | 79.89% | 80.72% | 81.95% | 83.94% | 85.13% | 85.35% | 85.16% | 85.64% | 84.8% | 81.23% | 80.95% | 79.13% | 79.2% | 80.03% | 81.25% | 83.22% | 84.4% | 84.62% | 85.73% | 86.2% | 85.31% | 81.67% | 81.37% | 79.49% | 79.53% | 80.34% | 81.94% | 83.88% | 85.03% | 85.22% | 85.3% | 85.75% | 84.88% | 81.27% | 80.96% | 79.1% | 79.14% | 79.93% | 81.53% | 83.47% | 84.61% | 84.8%
LSBP - Whitetail 3 | 0% | 0% | 0% | 0% | 0% | 0% | 0% | 0% | 76.77% | 83.59% | 83.05% | 89.98% | 82.76% | 84.23% | 84.21% | 79.88% | 79.76% | 76.69% | 75.93% | 77.37% | 79.83% | 82.09% | 82.42% | 81.82% | 82.13% | 83.59% | 83.57% | 79.27% | 79.16% | 76.11% | 75.35% | 76.79% | 79.22% | 81.47% | 81.79% | 81.2% | 82.68% | 84.08% | 84.04% | 79.68% | 79.53% | 76.43% | 75.64% | 77.05% | 79.86% | 82.11% | 82.37% | 81.78% | 82.24% | 83.67% | 83.61% | 79.28% | 79.13% | 76.05% | 75.26% | 76.67% | 79.46% | 81.68% | 81.97% | 81.34%
LSBP - Wildflower | 0% | 0% | 0% | 0% | 0% | 0% | 0% | 0% | 0% | 0% | 0% | 0% | 84.36% | 83.43% | 84.01% | 82.01% | 79.22% | 77.34% | 77.01% | 74.96% | 80.08% | 81.46% | 82.93% | 83.06% | 83.15% | 82.24% | 82.81% | 80.84% | 78.09% | 76.23% | 75.92% | 73.9% | 78.94% | 80.3% | 81.75% | 81.88% | 83.53% | 82.59% | 83.14% | 81.12% | 78.35% | 76.45% | 76.1% | 74.04% | 79.05% | 80.4% | 81.78% | 82.31% | 83.14% | 82.19% | 82.73% | 80.72% | 77.95% | 76.06% | 75.71% | 73.67% | 78.66% | 79.99% | 81.39% | 81.9%
LSBP - Happy Solar | [39 empty] | 76.81% | 75.54% | 76.72% | 76.41% | 77.03% | 78.99% | 80.52% | 82.27% | 81.81% | 83.88% | 81.08% | 77.3% | 78.1% | 76.54% | 77.48% | 76.75% | 77.63% | 79.26% | 82.19% | 83.49% | 83.5%
LSBP - Hokes 1 | [51 empty] | 84.16% | 83.14% | 81.58% | 83.38% | 84.2% | 88.26% | 91.37% | 94.82% | 94.88%
LSBP - Arche | [48 empty] | 76.16% | 80.49% | 81.56% | 80.16% | 81.62% | 81.74% | 81.69% | 81.53% | 81.06% | 79.45% | 76.69% | 73.43%
Milagres | [48 empty] | 75.18% | 75.91% | 76.96% | 78.34% | 81.52% | 83.42% | 82.59% | 80.07% | 76.97% | 76.2% | 76.52% | 79.95%

## Component Code
ID | Site | Site Code | Component | Component Type | Power Column | Code | Capacity AC | Nominal Power DC | Parent 1 | Parent 2 | Parent 3 | Wattage
ML-A001 | Milagres | ML | Milagres | Site |  | A001 | 172000 | 211627.9
ML-STS111 | Milagres | ML | STS_1_1_1 | Substation |  | STS111 | 7000 | 8639.4 | Milagres | Milagres |  | 660
ML-STS111IN01 | Milagres | ML | STS_1_1_1_IN01 | Inverter |  | STS111IN01 | 200 | 246.84 | STS_1_1_1 | Milagres |  | 660
ML-STS111IN02 | Milagres | ML | STS_1_1_1_IN02 | Inverter |  | STS111IN02 | 200 | 246.84 | STS_1_1_1 | Milagres |  | 660
ML-STS111IN03 | Milagres | ML | STS_1_1_1_IN03 | Inverter |  | STS111IN03 | 200 | 246.84 | STS_1_1_1 | Milagres |  | 660
ML-STS111IN04 | Milagres | ML | STS_1_1_1_IN04 | Inverter |  | STS111IN04 | 200 | 246.84 | STS_1_1_1 | Milagres |  | 660
ML-STS111IN05 | Milagres | ML | STS_1_1_1_IN05 | Inverter |  | STS111IN05 | 200 | 246.84 | STS_1_1_1 | Milagres |  | 660
ML-STS111IN06 | Milagres | ML | STS_1_1_1_IN06 | Inverter |  | STS111IN06 | 200 | 246.84 | STS_1_1_1 | Milagres |  | 660
ML-STS111IN07 | Milagres | ML | STS_1_1_1_IN07 | Inverter |  | STS111IN07 | 200 | 246.84 | STS_1_1_1 | Milagres |  | 660
ML-STS111IN08 | Milagres | ML | STS_1_1_1_IN08 | Inverter |  | STS111IN08 | 200 | 246.84 | STS_1_1_1 | Milagres |  | 660
ML-STS111IN09 | Milagres | ML | STS_1_1_1_IN09 | Inverter |  | STS111IN09 | 200 | 246.84 | STS_1_1_1 | Milagres |  | 660
ML-STS111IN10 | Milagres | ML | STS_1_1_1_IN10 | Inverter |  | STS111IN10 | 200 | 246.84 | STS_1_1_1 | Milagres |  | 660
ML-STS111IN11 | Milagres | ML | STS_1_1_1_IN11 | Inverter |  | STS111IN11 | 200 | 246.84 | STS_1_1_1 | Milagres |  | 660
ML-STS111IN12 | Milagres | ML | STS_1_1_1_IN12 | Inverter |  | STS111IN12 | 200 | 246.84 | STS_1_1_1 | Milagres |  | 660
ML-STS111IN13 | Milagres | ML | STS_1_1_1_IN13 | Inverter |  | STS111IN13 | 200 | 246.84 | STS_1_1_1 | Milagres |  | 660
ML-STS111IN14 | Milagres | ML | STS_1_1_1_IN14 | Inverter |  | STS111IN14 | 200 | 246.84 | STS_1_1_1 | Milagres |  | 660
ML-STS111IN15 | Milagres | ML | STS_1_1_1_IN15 | Inverter |  | STS111IN15 | 200 | 246.84 | STS_1_1_1 | Milagres |  | 660
ML-STS111IN16 | Milagres | ML | STS_1_1_1_IN16 | Inverter |  | STS111IN16 | 200 | 246.84 | STS_1_1_1 | Milagres |  | 660
ML-STS111IN17 | Milagres | ML | STS_1_1_1_IN17 | Inverter |  | STS111IN17 | 200 | 246.84 | STS_1_1_1 | Milagres |  | 660
ML-STS111IN18 | Milagres | ML | STS_1_1_1_IN18 | Inverter |  | STS111IN18 | 200 | 246.84 | STS_1_1_1 | Milagres |  | 660
ML-STS111IN19 | Milagres | ML | STS_1_1_1_IN19 | Inverter |  | STS111IN19 | 200 | 246.84 | STS_1_1_1 | Milagres |  | 660
ML-STS111IN20 | Milagres | ML | STS_1_1_1_IN20 | Inverter |  | STS111IN20 | 200 | 246.84 | STS_1_1_1 | Milagres |  | 660
ML-STS111IN21 | Milagres | ML | STS_1_1_1_IN21 | Inverter |  | STS111IN21 | 200 | 246.84 | STS_1_1_1 | Milagres |  | 660
ML-STS111IN22 | Milagres | ML | STS_1_1_1_IN22 | Inverter |  | STS111IN22 | 200 | 246.84 | STS_1_1_1 | Milagres |  | 660
ML-STS111IN23 | Milagres | ML | STS_1_1_1_IN23 | Inverter |  | STS111IN23 | 200 | 246.84 | STS_1_1_1 | Milagres |  | 660
ML-STS111IN24 | Milagres | ML | STS_1_1_1_IN24 | Inverter |  | STS111IN24 | 200 | 246.84 | STS_1_1_1 | Milagres |  | 660
ML-STS111IN25 | Milagres | ML | STS_1_1_1_IN25 | Inverter |  | STS111IN25 | 200 | 246.84 | STS_1_1_1 | Milagres |  | 660
ML-STS111IN26 | Milagres | ML | STS_1_1_1_IN26 | Inverter |  | STS111IN26 | 200 | 246.84 | STS_1_1_1 | Milagres |  | 660
ML-STS111IN27 | Milagres | ML | STS_1_1_1_IN27 | Inverter |  | STS111IN27 | 200 | 246.84 | STS_1_1_1 | Milagres |  | 660
ML-STS111IN28 | Milagres | ML | STS_1_1_1_IN28 | Inverter |  | STS111IN28 | 200 | 246.84 | STS_1_1_1 | Milagres |  | 660
ML-STS111IN29 | Milagres | ML | STS_1_1_1_IN29 | Inverter |  | STS111IN29 | 200 | 246.84 | STS_1_1_1 | Milagres |  | 660
ML-STS111IN30 | Milagres | ML | STS_1_1_1_IN30 | Inverter |  | STS111IN30 | 200 | 246.84 | STS_1_1_1 | Milagres |  | 660
ML-STS111IN31 | Milagres | ML | STS_1_1_1_IN31 | Inverter |  | STS111IN31 | 200 | 246.84 | STS_1_1_1 | Milagres |  | 660
ML-STS111IN32 | Milagres | ML | STS_1_1_1_IN32 | Inverter |  | STS111IN32 | 200 | 246.84 | STS_1_1_1 | Milagres |  | 660
ML-STS111IN33 | Milagres | ML | STS_1_1_1_IN33 | Inverter |  | STS111IN33 | 200 | 246.84 | STS_1_1_1 | Milagres |  | 660
ML-STS111IN34 | Milagres | ML | STS_1_1_1_IN34 | Inverter |  | STS111IN34 | 200 | 246.84 | STS_1_1_1 | Milagres |  | 660
ML-STS111IN35 | Milagres | ML | STS_1_1_1_IN35 | Inverter |  | STS111IN35 | 200 | 246.84 | STS_1_1_1 | Milagres |  | 660
ML-STS112 | Milagres | ML | STS_1_1_2 | Substation |  | STS112 | 6800 | 8392.56 | Milagres
ML-STS112IN01 | Milagres | ML | STS_1_1_2_IN01 | Inverter |  | STS112IN01 | 200 | 246.84 | STS_1_1_2 | Milagres |  | 660
ML-STS112IN02 | Milagres | ML | STS_1_1_2_IN02 | Inverter |  | STS112IN02 | 200 | 246.84 | STS_1_1_2 | Milagres |  | 660
ML-STS112IN03 | Milagres | ML | STS_1_1_2_IN03 | Inverter |  | STS112IN03 | 200 | 246.84 | STS_1_1_2 | Milagres |  | 660
ML-STS112IN04 | Milagres | ML | STS_1_1_2_IN04 | Inverter |  | STS112IN04 | 200 | 246.84 | STS_1_1_2 | Milagres |  | 660
ML-STS112IN05 | Milagres | ML | STS_1_1_2_IN05 | Inverter |  | STS112IN05 | 200 | 246.84 | STS_1_1_2 | Milagres |  | 660
ML-STS112IN06 | Milagres | ML | STS_1_1_2_IN06 | Inverter |  | STS112IN06 | 200 | 246.84 | STS_1_1_2 | Milagres |  | 660
ML-STS112IN07 | Milagres | ML | STS_1_1_2_IN07 | Inverter |  | STS112IN07 | 200 | 246.84 | STS_1_1_2 | Milagres |  | 660
ML-STS112IN08 | Milagres | ML | STS_1_1_2_IN08 | Inverter |  | STS112IN08 | 200 | 246.84 | STS_1_1_2 | Milagres |  | 660
ML-STS112IN09 | Milagres | ML | STS_1_1_2_IN09 | Inverter |  | STS112IN09 | 200 | 246.84 | STS_1_1_2 | Milagres |  | 660
ML-STS112IN10 | Milagres | ML | STS_1_1_2_IN10 | Inverter |  | STS112IN10 | 200 | 246.84 | STS_1_1_2 | Milagres |  | 660
ML-STS112IN11 | Milagres | ML | STS_1_1_2_IN11 | Inverter |  | STS112IN11 | 200 | 246.84 | STS_1_1_2 | Milagres |  | 660
ML-STS112IN12 | Milagres | ML | STS_1_1_2_IN12 | Inverter |  | STS112IN12 | 200 | 246.84 | STS_1_1_2 | Milagres |  | 660
ML-STS112IN13 | Milagres | ML | STS_1_1_2_IN13 | Inverter |  | STS112IN13 | 200 | 246.84 | STS_1_1_2 | Milagres |  | 660
ML-STS112IN14 | Milagres | ML | STS_1_1_2_IN14 | Inverter |  | STS112IN14 | 200 | 246.84 | STS_1_1_2 | Milagres |  | 660
ML-STS112IN15 | Milagres | ML | STS_1_1_2_IN15 | Inverter |  | STS112IN15 | 200 | 246.84 | STS_1_1_2 | Milagres |  | 660
ML-STS112IN16 | Milagres | ML | STS_1_1_2_IN16 | Inverter |  | STS112IN16 | 200 | 246.84 | STS_1_1_2 | Milagres |  | 660
ML-STS112IN17 | Milagres | ML | STS_1_1_2_IN17 | Inverter |  | STS112IN17 | 200 | 246.84 | STS_1_1_2 | Milagres |  | 660
ML-STS112IN18 | Milagres | ML | STS_1_1_2_IN18 | Inverter |  | STS112IN18 | 200 | 246.84 | STS_1_1_2 | Milagres |  | 660
ML-STS112IN19 | Milagres | ML | STS_1_1_2_IN19 | Inverter |  | STS112IN19 | 200 | 246.84 | STS_1_1_2 | Milagres |  | 660
ML-STS112IN20 | Milagres | ML | STS_1_1_2_IN20 | Inverter |  | STS112IN20 | 200 | 246.84 | STS_1_1_2 | Milagres |  | 660
ML-STS112IN21 | Milagres | ML | STS_1_1_2_IN21 | Inverter |  | STS112IN21 | 200 | 246.84 | STS_1_1_2 | Milagres |  | 660
ML-STS112IN22 | Milagres | ML | STS_1_1_2_IN22 | Inverter |  | STS112IN22 | 200 | 246.84 | STS_1_1_2 | Milagres |  | 660
ML-STS112IN23 | Milagres | ML | STS_1_1_2_IN23 | Inverter |  | STS112IN23 | 200 | 246.84 | STS_1_1_2 | Milagres |  | 660
ML-STS112IN25 | Milagres | ML | STS_1_1_2_IN25 | Inverter |  | STS112IN25 | 200 | 246.84 | STS_1_1_2 | Milagres |  | 660
ML-STS112IN26 | Milagres | ML | STS_1_1_2_IN26 | Inverter |  | STS112IN26 | 200 | 246.84 | STS_1_1_2 | Milagres |  | 660
ML-STS112IN27 | Milagres | ML | STS_1_1_2_IN27 | Inverter |  | STS112IN27 | 200 | 246.84 | STS_1_1_2 | Milagres |  | 660
ML-STS112IN28 | Milagres | ML | STS_1_1_2_IN28 | Inverter |  | STS112IN28 | 200 | 246.84 | STS_1_1_2 | Milagres |  | 660
ML-STS112IN29 | Milagres | ML | STS_1_1_2_IN29 | Inverter |  | STS112IN29 | 200 | 246.84 | STS_1_1_2 | Milagres |  | 660
ML-STS112IN30 | Milagres | ML | STS_1_1_2_IN30 | Inverter |  | STS112IN30 | 200 | 246.84 | STS_1_1_2 | Milagres |  | 660
ML-STS112IN31 | Milagres | ML | STS_1_1_2_IN31 | Inverter |  | STS112IN31 | 200 | 246.84 | STS_1_1_2 | Milagres |  | 660
ML-STS112IN32 | Milagres | ML | STS_1_1_2_IN32 | Inverter |  | STS112IN32 | 200 | 246.84 | STS_1_1_2 | Milagres |  | 660
ML-STS112IN33 | Milagres | ML | STS_1_1_2_IN33 | Inverter |  | STS112IN33 | 200 | 246.84 | STS_1_1_2 | Milagres |  | 660
ML-STS112IN34 | Milagres | ML | STS_1_1_2_IN34 | Inverter |  | STS112IN34 | 200 | 246.84 | STS_1_1_2 | Milagres |  | 660
ML-STS112IN34 | Milagres | ML | STS_1_1_2_IN35 | Inverter |  | STS112IN34 | 200 | 246.84 | STS_1_1_2 | Milagres |  | 660
ML-STS123 | Milagres | ML | STS_1_2_3 | Substation |  | STS123 | 6800 | 8328.98 | Milagres
ML-STS123IN01 | Milagres | ML | STS_1_2_3_IN01 | Inverter |  | STS123IN01 | 200 | 244.97 | STS_1_2_3 | Milagres |  | 655
ML-STS123IN02 | Milagres | ML | STS_1_2_3_IN02 | Inverter |  | STS123IN02 | 200 | 244.97 | STS_1_2_3 | Milagres |  | 655
ML-STS123IN03 | Milagres | ML | STS_1_2_3_IN03 | Inverter |  | STS123IN03 | 200 | 244.97 | STS_1_2_3 | Milagres |  | 655
ML-STS123IN04 | Milagres | ML | STS_1_2_3_IN04 | Inverter |  | STS123IN04 | 200 | 244.97 | STS_1_2_3 | Milagres |  | 655
ML-STS123IN05 | Milagres | ML | STS_1_2_3_IN05 | Inverter |  | STS123IN05 | 200 | 244.97 | STS_1_2_3 | Milagres |  | 655
ML-STS123IN06 | Milagres | ML | STS_1_2_3_IN06 | Inverter |  | STS123IN06 | 200 | 244.97 | STS_1_2_3 | Milagres |  | 655
ML-STS123IN07 | Milagres | ML | STS_1_2_3_IN07 | Inverter |  | STS123IN07 | 200 | 244.97 | STS_1_2_3 | Milagres |  | 655
ML-STS123IN08 | Milagres | ML | STS_1_2_3_IN08 | Inverter |  | STS123IN08 | 200 | 244.97 | STS_1_2_3 | Milagres |  | 655
ML-STS123IN09 | Milagres | ML | STS_1_2_3_IN09 | Inverter |  | STS123IN09 | 200 | 244.97 | STS_1_2_3 | Milagres |  | 655
ML-STS123IN10 | Milagres | ML | STS_1_2_3_IN10 | Inverter |  | STS123IN10 | 200 | 244.97 | STS_1_2_3 | Milagres |  | 655
ML-STS123IN11 | Milagres | ML | STS_1_2_3_IN11 | Inverter |  | STS123IN11 | 200 | 244.97 | STS_1_2_3 | Milagres |  | 655
ML-STS123IN12 | Milagres | ML | STS_1_2_3_IN12 | Inverter |  | STS123IN12 | 200 | 244.97 | STS_1_2_3 | Milagres |  | 655
ML-STS123IN13 | Milagres | ML | STS_1_2_3_IN13 | Inverter |  | STS123IN13 | 200 | 244.97 | STS_1_2_3 | Milagres |  | 655
ML-STS123IN14 | Milagres | ML | STS_1_2_3_IN14 | Inverter |  | STS123IN14 | 200 | 244.97 | STS_1_2_3 | Milagres |  | 655
ML-STS123IN15 | Milagres | ML | STS_1_2_3_IN15 | Inverter |  | STS123IN15 | 200 | 244.97 | STS_1_2_3 | Milagres |  | 655
ML-STS123IN16 | Milagres | ML | STS_1_2_3_IN16 | Inverter |  | STS123IN16 | 200 | 244.97 | STS_1_2_3 | Milagres |  | 655
ML-STS123IN17 | Milagres | ML | STS_1_2_3_IN17 | Inverter |  | STS123IN17 | 200 | 244.97 | STS_1_2_3 | Milagres |  | 655
ML-STS123IN18 | Milagres | ML | STS_1_2_3_IN18 | Inverter |  | STS123IN18 | 200 | 244.97 | STS_1_2_3 | Milagres |  | 655
ML-STS123IN19 | Milagres | ML | STS_1_2_3_IN19 | Inverter |  | STS123IN19 | 200 | 244.97 | STS_1_2_3 | Milagres |  | 655
ML-STS123IN20 | Milagres | ML | STS_1_2_3_IN20 | Inverter |  | STS123IN20 | 200 | 244.97 | STS_1_2_3 | Milagres |  | 655
ML-STS123IN21 | Milagres | ML | STS_1_2_3_IN21 | Inverter |  | STS123IN21 | 200 | 244.97 | STS_1_2_3 | Milagres |  | 655
ML-STS123IN22 | Milagres | ML | STS_1_2_3_IN22 | Inverter |  | STS123IN22 | 200 | 244.97 | STS_1_2_3 | Milagres |  | 655
ML-STS123IN23 | Milagres | ML | STS_1_2_3_IN23 | Inverter |  | STS123IN23 | 200 | 244.97 | STS_1_2_3 | Milagres |  | 655
ML-STS123IN24 | Milagres | ML | STS_1_2_3_IN24 | Inverter |  | STS123IN24 | 200 | 244.97 | STS_1_2_3 | Milagres |  | 655
ML-STS123IN25 | Milagres | ML | STS_1_2_3_IN25 | Inverter |  | STS123IN25 | 200 | 244.97 | STS_1_2_3 | Milagres |  | 655
ML-STS123IN26 | Milagres | ML | STS_1_2_3_IN26 | Inverter |  | STS123IN26 | 200 | 244.97 | STS_1_2_3 | Milagres |  | 655
ML-STS123IN27 | Milagres | ML | STS_1_2_3_IN27 | Inverter |  | STS123IN27 | 200 | 244.97 | STS_1_2_3 | Milagres |  | 655
ML-STS123IN28 | Milagres | ML | STS_1_2_3_IN28 | Inverter |  | STS123IN28 | 200 | 244.97 | STS_1_2_3 | Milagres |  | 655
ML-STS123IN29 | Milagres | ML | STS_1_2_3_IN29 | Inverter |  | STS123IN29 | 200 | 244.97 | STS_1_2_3 | Milagres |  | 655
ML-STS123IN30 | Milagres | ML | STS_1_2_3_IN30 | Inverter |  | STS123IN30 | 200 | 244.97 | STS_1_2_3 | Milagres |  | 655
ML-STS123IN31 | Milagres | ML | STS_1_2_3_IN31 | Inverter |  | STS123IN31 | 200 | 244.97 | STS_1_2_3 | Milagres |  | 655
ML-STS123IN32 | Milagres | ML | STS_1_2_3_IN32 | Inverter |  | STS123IN32 | 200 | 244.97 | STS_1_2_3 | Milagres |  | 655
ML-STS123IN33 | Milagres | ML | STS_1_2_3_IN33 | Inverter |  | STS123IN33 | 200 | 244.97 | STS_1_2_3 | Milagres |  | 655
ML-STS123IN34 | Milagres | ML | STS_1_2_3_IN34 | Inverter |  | STS123IN34 | 200 | 244.97 | STS_1_2_3 | Milagres |  | 655
ML-STS124 | Milagres | ML | STS_1_2_4 | Substation |  | STS124 | 7000 | 8585.17 | Milagres
ML-STS124IN01 | Milagres | ML | STS_1_2_4_IN01 | Inverter |  | STS124IN01 | 200 | 244.97 | STS_1_2_4 | Milagres |  | 655
ML-STS124IN02 | Milagres | ML | STS_1_2_4_IN02 | Inverter |  | STS124IN02 | 200 | 244.97 | STS_1_2_4 | Milagres |  | 655
ML-STS124IN03 | Milagres | ML | STS_1_2_4_IN03 | Inverter |  | STS124IN03 | 200 | 244.97 | STS_1_2_4 | Milagres |  | 655
ML-STS124IN04 | Milagres | ML | STS_1_2_4_IN04 | Inverter |  | STS124IN04 | 200 | 244.97 | STS_1_2_4 | Milagres |  | 655
ML-STS124IN05 | Milagres | ML | STS_1_2_4_IN05 | Inverter |  | STS124IN05 | 200 | 244.97 | STS_1_2_4 | Milagres |  | 655
ML-STS124IN06 | Milagres | ML | STS_1_2_4_IN06 | Inverter |  | STS124IN06 | 200 | 244.97 | STS_1_2_4 | Milagres |  | 655
ML-STS124IN07 | Milagres | ML | STS_1_2_4_IN07 | Inverter |  | STS124IN07 | 200 | 244.97 | STS_1_2_4 | Milagres |  | 655
ML-STS124IN08 | Milagres | ML | STS_1_2_4_IN08 | Inverter |  | STS124IN08 | 200 | 244.97 | STS_1_2_4 | Milagres |  | 655
ML-STS124IN09 | Milagres | ML | STS_1_2_4_IN09 | Inverter |  | STS124IN09 | 200 | 244.97 | STS_1_2_4 | Milagres |  | 655
ML-STS124IN10 | Milagres | ML | STS_1_2_4_IN10 | Inverter |  | STS124IN10 | 200 | 244.97 | STS_1_2_4 | Milagres |  | 655
ML-STS124IN11 | Milagres | ML | STS_1_2_4_IN11 | Inverter |  | STS124IN11 | 200 | 244.97 | STS_1_2_4 | Milagres |  | 655
ML-STS124IN12 | Milagres | ML | STS_1_2_4_IN12 | Inverter |  | STS124IN12 | 200 | 244.97 | STS_1_2_4 | Milagres |  | 655
ML-STS124IN13 | Milagres | ML | STS_1_2_4_IN13 | Inverter |  | STS124IN13 | 200 | 244.97 | STS_1_2_4 | Milagres |  | 655
ML-STS124IN14 | Milagres | ML | STS_1_2_4_IN14 | Inverter |  | STS124IN14 | 200 | 244.97 | STS_1_2_4 | Milagres |  | 655
ML-STS124IN15 | Milagres | ML | STS_1_2_4_IN15 | Inverter |  | STS124IN15 | 200 | 244.97 | STS_1_2_4 | Milagres |  | 655
ML-STS124IN16 | Milagres | ML | STS_1_2_4_IN16 | Inverter |  | STS124IN16 | 200 | 246.84 | STS_1_2_4 | Milagres |  | 660
ML-STS124IN17 | Milagres | ML | STS_1_2_4_IN17 | Inverter |  | STS124IN17 | 200 | 246.84 | STS_1_2_4 | Milagres |  | 660
ML-STS124IN18 | Milagres | ML | STS_1_2_4_IN18 | Inverter |  | STS124IN18 | 200 | 244.97 | STS_1_2_4 | Milagres |  | 655
ML-STS124IN19 | Milagres | ML | STS_1_2_4_IN19 | Inverter |  | STS124IN19 | 200 | 244.97 | STS_1_2_4 | Milagres |  | 655
ML-STS124IN20 | Milagres | ML | STS_1_2_4_IN20 | Inverter |  | STS124IN20 | 200 | 244.97 | STS_1_2_4 | Milagres |  | 655
ML-STS124IN21 | Milagres | ML | STS_1_2_4_IN21 | Inverter |  | STS124IN21 | 200 | 244.97 | STS_1_2_4 | Milagres |  | 655
ML-STS124IN22 | Milagres | ML | STS_1_2_4_IN22 | Inverter |  | STS124IN22 | 200 | 244.97 | STS_1_2_4 | Milagres |  | 655
ML-STS124IN23 | Milagres | ML | STS_1_2_4_IN23 | Inverter |  | STS124IN23 | 200 | 246.84 | STS_1_2_4 | Milagres |  | 660
ML-STS124IN24 | Milagres | ML | STS_1_2_4_IN24 | Inverter |  | STS124IN24 | 200 | 246.84 | STS_1_2_4 | Milagres |  | 660
ML-STS124IN25 | Milagres | ML | STS_1_2_4_IN25 | Inverter |  | STS124IN25 | 200 | 246.84 | STS_1_2_4 | Milagres |  | 660
ML-STS124IN26 | Milagres | ML | STS_1_2_4_IN26 | Inverter |  | STS124IN26 | 200 | 246.84 | STS_1_2_4 | Milagres |  | 660
ML-STS124IN27 | Milagres | ML | STS_1_2_4_IN27 | Inverter |  | STS124IN27 | 200 | 244.97 | STS_1_2_4 | Milagres |  | 655
ML-STS124IN28 | Milagres | ML | STS_1_2_4_IN28 | Inverter |  | STS124IN28 | 200 | 244.97 | STS_1_2_4 | Milagres |  | 655
ML-STS124IN29 | Milagres | ML | STS_1_2_4_IN29 | Inverter |  | STS124IN29 | 200 | 244.97 | STS_1_2_4 | Milagres |  | 655
ML-STS124IN30 | Milagres | ML | STS_1_2_4_IN30 | Inverter |  | STS124IN30 | 200 | 244.97 | STS_1_2_4 | Milagres |  | 655
ML-STS124IN31 | Milagres | ML | STS_1_2_4_IN31 | Inverter |  | STS124IN31 | 200 | 244.97 | STS_1_2_4 | Milagres |  | 655
ML-STS124IN32 | Milagres | ML | STS_1_2_4_IN32 | Inverter |  | STS124IN32 | 200 | 244.97 | STS_1_2_4 | Milagres |  | 655
ML-STS124IN33 | Milagres | ML | STS_1_2_4_IN33 | Inverter |  | STS124IN33 | 200 | 244.97 | STS_1_2_4 | Milagres |  | 655
ML-STS124IN34 | Milagres | ML | STS_1_2_4_IN34 | Inverter |  | STS124IN34 | 200 | 244.97 | STS_1_2_4 | Milagres |  | 655
ML-STS124IN35 | Milagres | ML | STS_1_2_4_IN35 | Inverter |  | STS124IN35 | 200 | 244.97 | STS_1_2_4 | Milagres |  | 655
ML-STS125 | Milagres | ML | STS_1_2_5 | Substation |  | STS125 | 6800 | 8392.56 | Milagres
ML-STS125IN01 | Milagres | ML | STS_1_2_5_IN01 | Inverter |  | STS125IN01 | 200 | 246.84 | STS_1_2_5 | Milagres |  | 660
ML-STS125IN02 | Milagres | ML | STS_1_2_5_IN02 | Inverter |  | STS125IN02 | 200 | 246.84 | STS_1_2_5 | Milagres |  | 660
ML-STS125IN03 | Milagres | ML | STS_1_2_5_IN03 | Inverter |  | STS125IN03 | 200 | 246.84 | STS_1_2_5 | Milagres |  | 660
ML-STS125IN04 | Milagres | ML | STS_1_2_5_IN04 | Inverter |  | STS125IN04 | 200 | 246.84 | STS_1_2_5 | Milagres |  | 660
ML-STS125IN05 | Milagres | ML | STS_1_2_5_IN05 | Inverter |  | STS125IN05 | 200 | 246.84 | STS_1_2_5 | Milagres |  | 660
ML-STS125IN06 | Milagres | ML | STS_1_2_5_IN06 | Inverter |  | STS125IN06 | 200 | 246.84 | STS_1_2_5 | Milagres |  | 660
ML-STS125IN07 | Milagres | ML | STS_1_2_5_IN07 | Inverter |  | STS125IN07 | 200 | 246.84 | STS_1_2_5 | Milagres |  | 660
ML-STS125IN08 | Milagres | ML | STS_1_2_5_IN08 | Inverter |  | STS125IN08 | 200 | 246.84 | STS_1_2_5 | Milagres |  | 660
ML-STS125IN09 | Milagres | ML | STS_1_2_5_IN09 | Inverter |  | STS125IN09 | 200 | 246.84 | STS_1_2_5 | Milagres |  | 660
ML-STS125IN10 | Milagres | ML | STS_1_2_5_IN10 | Inverter |  | STS125IN10 | 200 | 246.84 | STS_1_2_5 | Milagres |  | 660
ML-STS125IN11 | Milagres | ML | STS_1_2_5_IN11 | Inverter |  | STS125IN11 | 200 | 246.84 | STS_1_2_5 | Milagres |  | 660
ML-STS125IN12 | Milagres | ML | STS_1_2_5_IN12 | Inverter |  | STS125IN12 | 200 | 246.84 | STS_1_2_5 | Milagres |  | 660
ML-STS125IN13 | Milagres | ML | STS_1_2_5_IN13 | Inverter |  | STS125IN13 | 200 | 246.84 | STS_1_2_5 | Milagres |  | 660
ML-STS125IN14 | Milagres | ML | STS_1_2_5_IN14 | Inverter |  | STS125IN14 | 200 | 246.84 | STS_1_2_5 | Milagres |  | 660
ML-STS125IN15 | Milagres | ML | STS_1_2_5_IN15 | Inverter |  | STS125IN15 | 200 | 246.84 | STS_1_2_5 | Milagres |  | 660
ML-STS125IN16 | Milagres | ML | STS_1_2_5_IN16 | Inverter |  | STS125IN16 | 200 | 246.84 | STS_1_2_5 | Milagres |  | 660
ML-STS125IN17 | Milagres | ML | STS_1_2_5_IN17 | Inverter |  | STS125IN17 | 200 | 246.84 | STS_1_2_5 | Milagres |  | 660
ML-STS125IN18 | Milagres | ML | STS_1_2_5_IN18 | Inverter |  | STS125IN18 | 200 | 246.84 | STS_1_2_5 | Milagres |  | 660
ML-STS125IN19 | Milagres | ML | STS_1_2_5_IN19 | Inverter |  | STS125IN19 | 200 | 246.84 | STS_1_2_5 | Milagres |  | 660
ML-STS125IN20 | Milagres | ML | STS_1_2_5_IN20 | Inverter |  | STS125IN20 | 200 | 246.84 | STS_1_2_5 | Milagres |  | 660
ML-STS125IN21 | Milagres | ML | STS_1_2_5_IN21 | Inverter |  | STS125IN21 | 200 | 246.84 | STS_1_2_5 | Milagres |  | 660
ML-STS125IN22 | Milagres | ML | STS_1_2_5_IN22 | Inverter |  | STS125IN22 | 200 | 246.84 | STS_1_2_5 | Milagres |  | 660
ML-STS125IN23 | Milagres | ML | STS_1_2_5_IN23 | Inverter |  | STS125IN23 | 200 | 246.84 | STS_1_2_5 | Milagres |  | 660
ML-STS125IN24 | Milagres | ML | STS_1_2_5_IN24 | Inverter |  | STS125IN24 | 200 | 246.84 | STS_1_2_5 | Milagres |  | 660
ML-STS125IN25 | Milagres | ML | STS_1_2_5_IN25 | Inverter |  | STS125IN25 | 200 | 246.84 | STS_1_2_5 | Milagres |  | 660
ML-STS125IN26 | Milagres | ML | STS_1_2_5_IN26 | Inverter |  | STS125IN26 | 200 | 246.84 | STS_1_2_5 | Milagres |  | 660
ML-STS125IN27 | Milagres | ML | STS_1_2_5_IN27 | Inverter |  | STS125IN27 | 200 | 246.84 | STS_1_2_5 | Milagres |  | 660
ML-STS125IN28 | Milagres | ML | STS_1_2_5_IN28 | Inverter |  | STS125IN28 | 200 | 246.84 | STS_1_2_5 | Milagres |  | 660
ML-STS125IN29 | Milagres | ML | STS_1_2_5_IN29 | Inverter |  | STS125IN29 | 200 | 246.84 | STS_1_2_5 | Milagres |  | 660
ML-STS125IN30 | Milagres | ML | STS_1_2_5_IN30 | Inverter |  | STS125IN30 | 200 | 246.84 | STS_1_2_5 | Milagres |  | 660
ML-STS125IN31 | Milagres | ML | STS_1_2_5_IN31 | Inverter |  | STS125IN31 | 200 | 246.84 | STS_1_2_5 | Milagres |  | 660
ML-STS125IN32 | Milagres | ML | STS_1_2_5_IN32 | Inverter |  | STS125IN32 | 200 | 246.84 | STS_1_2_5 | Milagres |  | 660
ML-STS125IN33 | Milagres | ML | STS_1_2_5_IN33 | Inverter |  | STS125IN33 | 200 | 246.84 | STS_1_2_5 | Milagres |  | 660
ML-STS125IN34 | Milagres | ML | STS_1_2_5_IN34 | Inverter |  | STS125IN34 | 200 | 246.84 | STS_1_2_5 | Milagres |  | 660
ML-STS211 | Milagres | ML | STS_2_1_1 | Substation |  | STS211 | 6800 | 8328.98 | Milagres
ML-STS211IN01 | Milagres | ML | STS_2_1_1_IN01 | Inverter |  | STS211IN01 | 200 | 244.97 | STS_2_1_1 | Milagres |  | 655
ML-STS211IN02 | Milagres | ML | STS_2_1_1_IN02 | Inverter |  | STS211IN02 | 200 | 244.97 | STS_2_1_1 | Milagres |  | 655
ML-STS211IN03 | Milagres | ML | STS_2_1_1_IN03 | Inverter |  | STS211IN03 | 200 | 244.97 | STS_2_1_1 | Milagres |  | 655
ML-STS211IN04 | Milagres | ML | STS_2_1_1_IN04 | Inverter |  | STS211IN04 | 200 | 244.97 | STS_2_1_1 | Milagres |  | 655
ML-STS211IN05 | Milagres | ML | STS_2_1_1_IN05 | Inverter |  | STS211IN05 | 200 | 244.97 | STS_2_1_1 | Milagres |  | 655
ML-STS211IN06 | Milagres | ML | STS_2_1_1_IN06 | Inverter |  | STS211IN06 | 200 | 244.97 | STS_2_1_1 | Milagres |  | 655
ML-STS211IN07 | Milagres | ML | STS_2_1_1_IN07 | Inverter |  | STS211IN07 | 200 | 244.97 | STS_2_1_1 | Milagres |  | 655
ML-STS211IN08 | Milagres | ML | STS_2_1_1_IN08 | Inverter |  | STS211IN08 | 200 | 244.97 | STS_2_1_1 | Milagres |  | 655
ML-STS211IN09 | Milagres | ML | STS_2_1_1_IN09 | Inverter |  | STS211IN09 | 200 | 244.97 | STS_2_1_1 | Milagres |  | 655
ML-STS211IN10 | Milagres | ML | STS_2_1_1_IN10 | Inverter |  | STS211IN10 | 200 | 244.97 | STS_2_1_1 | Milagres |  | 655
ML-STS211IN11 | Milagres | ML | STS_2_1_1_IN11 | Inverter |  | STS211IN11 | 200 | 244.97 | STS_2_1_1 | Milagres |  | 655
ML-STS211IN12 | Milagres | ML | STS_2_1_1_IN12 | Inverter |  | STS211IN12 | 200 | 244.97 | STS_2_1_1 | Milagres |  | 655
ML-STS211IN13 | Milagres | ML | STS_2_1_1_IN13 | Inverter |  | STS211IN13 | 200 | 244.97 | STS_2_1_1 | Milagres |  | 655
ML-STS211IN14 | Milagres | ML | STS_2_1_1_IN14 | Inverter |  | STS211IN14 | 200 | 244.97 | STS_2_1_1 | Milagres |  | 655
ML-STS211IN15 | Milagres | ML | STS_2_1_1_IN15 | Inverter |  | STS211IN15 | 200 | 244.97 | STS_2_1_1 | Milagres |  | 655
ML-STS211IN16 | Milagres | ML | STS_2_1_1_IN16 | Inverter |  | STS211IN16 | 200 | 244.97 | STS_2_1_1 | Milagres |  | 655
ML-STS211IN17 | Milagres | ML | STS_2_1_1_IN17 | Inverter |  | STS211IN17 | 200 | 244.97 | STS_2_1_1 | Milagres |  | 655
ML-STS211IN18 | Milagres | ML | STS_2_1_1_IN18 | Inverter |  | STS211IN18 | 200 | 244.97 | STS_2_1_1 | Milagres |  | 655
ML-STS211IN19 | Milagres | ML | STS_2_1_1_IN19 | Inverter |  | STS211IN19 | 200 | 244.97 | STS_2_1_1 | Milagres |  | 655
ML-STS211IN20 | Milagres | ML | STS_2_1_1_IN20 | Inverter |  | STS211IN20 | 200 | 244.97 | STS_2_1_1 | Milagres |  | 655
ML-STS211IN21 | Milagres | ML | STS_2_1_1_IN21 | Inverter |  | STS211IN21 | 200 | 244.97 | STS_2_1_1 | Milagres |  | 655
ML-STS211IN22 | Milagres | ML | STS_2_1_1_IN22 | Inverter |  | STS211IN22 | 200 | 244.97 | STS_2_1_1 | Milagres |  | 655
ML-STS211IN23 | Milagres | ML | STS_2_1_1_IN23 | Inverter |  | STS211IN23 | 200 | 244.97 | STS_2_1_1 | Milagres |  | 655
ML-STS211IN24 | Milagres | ML | STS_2_1_1_IN24 | Inverter |  | STS211IN24 | 200 | 244.97 | STS_2_1_1 | Milagres |  | 655
ML-STS211IN25 | Milagres | ML | STS_2_1_1_IN25 | Inverter |  | STS211IN25 | 200 | 244.97 | STS_2_1_1 | Milagres |  | 655
ML-STS211IN26 | Milagres | ML | STS_2_1_1_IN26 | Inverter |  | STS211IN26 | 200 | 244.97 | STS_2_1_1 | Milagres |  | 655
ML-STS211IN27 | Milagres | ML | STS_2_1_1_IN27 | Inverter |  | STS211IN27 | 200 | 244.97 | STS_2_1_1 | Milagres |  | 655
ML-STS211IN28 | Milagres | ML | STS_2_1_1_IN28 | Inverter |  | STS211IN28 | 200 | 244.97 | STS_2_1_1 | Milagres |  | 655
ML-STS211IN29 | Milagres | ML | STS_2_1_1_IN29 | Inverter |  | STS211IN29 | 200 | 244.97 | STS_2_1_1 | Milagres |  | 655
ML-STS211IN30 | Milagres | ML | STS_2_1_1_IN30 | Inverter |  | STS211IN30 | 200 | 244.97 | STS_2_1_1 | Milagres |  | 655
ML-STS211IN31 | Milagres | ML | STS_2_1_1_IN31 | Inverter |  | STS211IN31 | 200 | 244.97 | STS_2_1_1 | Milagres |  | 655
ML-STS211IN32 | Milagres | ML | STS_2_1_1_IN32 | Inverter |  | STS211IN32 | 200 | 244.97 | STS_2_1_1 | Milagres |  | 655
ML-STS211IN33 | Milagres | ML | STS_2_1_1_IN33 | Inverter |  | STS211IN33 | 200 | 244.97 | STS_2_1_1 | Milagres |  | 655
ML-STS211IN34 | Milagres | ML | STS_2_1_1_IN34 | Inverter |  | STS211IN34 | 200 | 244.97 | STS_2_1_1 | Milagres |  | 655
ML-STS212 | Milagres | ML | STS_2_1_2 | Substation |  | STS212 | 7000 | 8585.17 | Milagres
ML-STS212IN01 | Milagres | ML | STS_2_1_2_IN01 | Inverter |  | STS212IN01 | 200 | 244.97 | STS_2_1_2 | Milagres |  | 655
ML-STS212IN02 | Milagres | ML | STS_2_1_2_IN02 | Inverter |  | STS212IN02 | 200 | 244.97 | STS_2_1_2 | Milagres |  | 655
ML-STS212IN03 | Milagres | ML | STS_2_1_2_IN03 | Inverter |  | STS212IN03 | 200 | 244.97 | STS_2_1_2 | Milagres |  | 655
ML-STS212IN04 | Milagres | ML | STS_2_1_2_IN04 | Inverter |  | STS212IN04 | 200 | 244.97 | STS_2_1_2 | Milagres |  | 655
ML-STS212IN05 | Milagres | ML | STS_2_1_2_IN05 | Inverter |  | STS212IN05 | 200 | 244.97 | STS_2_1_2 | Milagres |  | 655
ML-STS212IN06 | Milagres | ML | STS_2_1_2_IN06 | Inverter |  | STS212IN06 | 200 | 244.97 | STS_2_1_2 | Milagres |  | 655
ML-STS212IN07 | Milagres | ML | STS_2_1_2_IN07 | Inverter |  | STS212IN07 | 200 | 244.97 | STS_2_1_2 | Milagres |  | 655
ML-STS212IN08 | Milagres | ML | STS_2_1_2_IN08 | Inverter |  | STS212IN08 | 200 | 244.97 | STS_2_1_2 | Milagres |  | 655
ML-STS212IN09 | Milagres | ML | STS_2_1_2_IN09 | Inverter |  | STS212IN09 | 200 | 244.97 | STS_2_1_2 | Milagres |  | 655
ML-STS212IN10 | Milagres | ML | STS_2_1_2_IN10 | Inverter |  | STS212IN10 | 200 | 244.97 | STS_2_1_2 | Milagres |  | 655
ML-STS212IN11 | Milagres | ML | STS_2_1_2_IN11 | Inverter |  | STS212IN11 | 200 | 244.97 | STS_2_1_2 | Milagres |  | 655
ML-STS212IN12 | Milagres | ML | STS_2_1_2_IN12 | Inverter |  | STS212IN12 | 200 | 244.97 | STS_2_1_2 | Milagres |  | 655
ML-STS212IN13 | Milagres | ML | STS_2_1_2_IN13 | Inverter |  | STS212IN13 | 200 | 244.97 | STS_2_1_2 | Milagres |  | 655
ML-STS212IN14 | Milagres | ML | STS_2_1_2_IN14 | Inverter |  | STS212IN14 | 200 | 244.97 | STS_2_1_2 | Milagres |  | 655
ML-STS212IN15 | Milagres | ML | STS_2_1_2_IN15 | Inverter |  | STS212IN15 | 200 | 244.97 | STS_2_1_2 | Milagres |  | 655
ML-STS212IN16 | Milagres | ML | STS_2_1_2_IN16 | Inverter |  | STS212IN16 | 200 | 244.97 | STS_2_1_2 | Milagres |  | 655
ML-STS212IN17 | Milagres | ML | STS_2_1_2_IN17 | Inverter |  | STS212IN17 | 200 | 244.97 | STS_2_1_2 | Milagres |  | 655
ML-STS212IN18 | Milagres | ML | STS_2_1_2_IN18 | Inverter |  | STS212IN18 | 200 | 244.97 | STS_2_1_2 | Milagres |  | 655
ML-STS212IN19 | Milagres | ML | STS_2_1_2_IN19 | Inverter |  | STS212IN19 | 200 | 244.97 | STS_2_1_2 | Milagres |  | 655
ML-STS212IN20 | Milagres | ML | STS_2_1_2_IN20 | Inverter |  | STS212IN20 | 200 | 244.97 | STS_2_1_2 | Milagres |  | 655
ML-STS212IN21 | Milagres | ML | STS_2_1_2_IN21 | Inverter |  | STS212IN21 | 200 | 244.97 | STS_2_1_2 | Milagres |  | 655
ML-STS212IN22 | Milagres | ML | STS_2_1_2_IN22 | Inverter |  | STS212IN22 | 200 | 244.97 | STS_2_1_2 | Milagres |  | 655
ML-STS212IN23 | Milagres | ML | STS_2_1_2_IN23 | Inverter |  | STS212IN23 | 200 | 244.97 | STS_2_1_2 | Milagres |  | 655
ML-STS212IN24 | Milagres | ML | STS_2_1_2_IN24 | Inverter |  | STS212IN24 | 200 | 244.97 | STS_2_1_2 | Milagres |  | 655
ML-STS212IN25 | Milagres | ML | STS_2_1_2_IN25 | Inverter |  | STS212IN25 | 200 | 244.97 | STS_2_1_2 | Milagres |  | 655
ML-STS212IN26 | Milagres | ML | STS_2_1_2_IN26 | Inverter |  | STS212IN26 | 200 | 244.97 | STS_2_1_2 | Milagres |  | 655
ML-STS212IN27 | Milagres | ML | STS_2_1_2_IN27 | Inverter |  | STS212IN27 | 200 | 244.97 | STS_2_1_2 | Milagres |  | 655
ML-STS212IN28 | Milagres | ML | STS_2_1_2_IN28 | Inverter |  | STS212IN28 | 200 | 244.97 | STS_2_1_2 | Milagres |  | 655
ML-STS212IN29 | Milagres | ML | STS_2_1_2_IN29 | Inverter |  | STS212IN29 | 200 | 244.97 | STS_2_1_2 | Milagres |  | 655
ML-STS212IN30 | Milagres | ML | STS_2_1_2_IN30 | Inverter |  | STS212IN30 | 200 | 246.84 | STS_2_1_2 | Milagres |  | 660
ML-STS212IN31 | Milagres | ML | STS_2_1_2_IN31 | Inverter |  | STS212IN31 | 200 | 246.84 | STS_2_1_2 | Milagres |  | 660
ML-STS212IN32 | Milagres | ML | STS_2_1_2_IN32 | Inverter |  | STS212IN32 | 200 | 246.84 | STS_2_1_2 | Milagres |  | 660
ML-STS212IN33 | Milagres | ML | STS_2_1_2_IN33 | Inverter |  | STS212IN33 | 200 | 246.84 | STS_2_1_2 | Milagres |  | 660
ML-STS212IN34 | Milagres | ML | STS_2_1_2_IN34 | Inverter |  | STS212IN34 | 200 | 246.84 | STS_2_1_2 | Milagres |  | 660
ML-STS212IN35 | Milagres | ML | STS_2_1_2_IN35 | Inverter |  | STS212IN35 | 200 | 246.84 | STS_2_1_2 | Milagres |  | 660
ML-STS223 | Milagres | ML | STS_2_2_3 | Substation |  | STS223 | 6800 | 8392.56 | Milagres
ML-STS223IN01 | Milagres | ML | STS_2_2_3_IN01 | Inverter |  | STS223IN01 | 200 | 246.84 | STS_2_2_3 | Milagres |  | 660
ML-STS223IN02 | Milagres | ML | STS_2_2_3_IN02 | Inverter |  | STS223IN02 | 200 | 246.84 | STS_2_2_3 | Milagres |  | 660
ML-STS223IN03 | Milagres | ML | STS_2_2_3_IN03 | Inverter |  | STS223IN03 | 200 | 246.84 | STS_2_2_3 | Milagres |  | 660
ML-STS223IN04 | Milagres | ML | STS_2_2_3_IN04 | Inverter |  | STS223IN04 | 200 | 246.84 | STS_2_2_3 | Milagres |  | 660
ML-STS223IN05 | Milagres | ML | STS_2_2_3_IN05 | Inverter |  | STS223IN05 | 200 | 246.84 | STS_2_2_3 | Milagres |  | 660
ML-STS223IN06 | Milagres | ML | STS_2_2_3_IN06 | Inverter |  | STS223IN06 | 200 | 246.84 | STS_2_2_3 | Milagres |  | 660
ML-STS223IN07 | Milagres | ML | STS_2_2_3_IN07 | Inverter |  | STS223IN07 | 200 | 246.84 | STS_2_2_3 | Milagres |  | 660
ML-STS223IN08 | Milagres | ML | STS_2_2_3_IN08 | Inverter |  | STS223IN08 | 200 | 246.84 | STS_2_2_3 | Milagres |  | 660
ML-STS223IN09 | Milagres | ML | STS_2_2_3_IN09 | Inverter |  | STS223IN09 | 200 | 246.84 | STS_2_2_3 | Milagres |  | 660
ML-STS223IN10 | Milagres | ML | STS_2_2_3_IN10 | Inverter |  | STS223IN10 | 200 | 246.84 | STS_2_2_3 | Milagres |  | 660
ML-STS223IN11 | Milagres | ML | STS_2_2_3_IN11 | Inverter |  | STS223IN11 | 200 | 246.84 | STS_2_2_3 | Milagres |  | 660
ML-STS223IN12 | Milagres | ML | STS_2_2_3_IN12 | Inverter |  | STS223IN12 | 200 | 246.84 | STS_2_2_3 | Milagres |  | 660
ML-STS223IN13 | Milagres | ML | STS_2_2_3_IN13 | Inverter |  | STS223IN13 | 200 | 246.84 | STS_2_2_3 | Milagres |  | 660
ML-STS223IN14 | Milagres | ML | STS_2_2_3_IN14 | Inverter |  | STS223IN14 | 200 | 246.84 | STS_2_2_3 | Milagres |  | 660
ML-STS223IN15 | Milagres | ML | STS_2_2_3_IN15 | Inverter |  | STS223IN15 | 200 | 246.84 | STS_2_2_3 | Milagres |  | 660
ML-STS223IN16 | Milagres | ML | STS_2_2_3_IN16 | Inverter |  | STS223IN16 | 200 | 246.84 | STS_2_2_3 | Milagres |  | 660
ML-STS223IN17 | Milagres | ML | STS_2_2_3_IN17 | Inverter |  | STS223IN17 | 200 | 246.84 | STS_2_2_3 | Milagres |  | 660
ML-STS223IN18 | Milagres | ML | STS_2_2_3_IN18 | Inverter |  | STS223IN18 | 200 | 246.84 | STS_2_2_3 | Milagres |  | 660
ML-STS223IN19 | Milagres | ML | STS_2_2_3_IN19 | Inverter |  | STS223IN19 | 200 | 246.84 | STS_2_2_3 | Milagres |  | 660
ML-STS223IN20 | Milagres | ML | STS_2_2_3_IN20 | Inverter |  | STS223IN20 | 200 | 246.84 | STS_2_2_3 | Milagres |  | 660
ML-STS223IN21 | Milagres | ML | STS_2_2_3_IN21 | Inverter |  | STS223IN21 | 200 | 246.84 | STS_2_2_3 | Milagres |  | 660
ML-STS223IN22 | Milagres | ML | STS_2_2_3_IN22 | Inverter |  | STS223IN22 | 200 | 246.84 | STS_2_2_3 | Milagres |  | 660
ML-STS223IN23 | Milagres | ML | STS_2_2_3_IN23 | Inverter |  | STS223IN23 | 200 | 246.84 | STS_2_2_3 | Milagres |  | 660
ML-STS223IN24 | Milagres | ML | STS_2_2_3_IN24 | Inverter |  | STS223IN24 | 200 | 246.84 | STS_2_2_3 | Milagres |  | 660
ML-STS223IN25 | Milagres | ML | STS_2_2_3_IN25 | Inverter |  | STS223IN25 | 200 | 246.84 | STS_2_2_3 | Milagres |  | 660
ML-STS223IN26 | Milagres | ML | STS_2_2_3_IN26 | Inverter |  | STS223IN26 | 200 | 246.84 | STS_2_2_3 | Milagres |  | 660
ML-STS223IN27 | Milagres | ML | STS_2_2_3_IN27 | Inverter |  | STS223IN27 | 200 | 246.84 | STS_2_2_3 | Milagres |  | 660
ML-STS223IN28 | Milagres | ML | STS_2_2_3_IN28 | Inverter |  | STS223IN28 | 200 | 246.84 | STS_2_2_3 | Milagres |  | 660
ML-STS223IN29 | Milagres | ML | STS_2_2_3_IN29 | Inverter |  | STS223IN29 | 200 | 246.84 | STS_2_2_3 | Milagres |  | 660
ML-STS223IN30 | Milagres | ML | STS_2_2_3_IN30 | Inverter |  | STS223IN30 | 200 | 246.84 | STS_2_2_3 | Milagres |  | 660
ML-STS223IN31 | Milagres | ML | STS_2_2_3_IN31 | Inverter |  | STS223IN31 | 200 | 246.84 | STS_2_2_3 | Milagres |  | 660
ML-STS223IN32 | Milagres | ML | STS_2_2_3_IN32 | Inverter |  | STS223IN32 | 200 | 246.84 | STS_2_2_3 | Milagres |  | 660
ML-STS223IN33 | Milagres | ML | STS_2_2_3_IN33 | Inverter |  | STS223IN33 | 200 | 246.84 | STS_2_2_3 | Milagres |  | 660
ML-STS223IN34 | Milagres | ML | STS_2_2_3_IN34 | Inverter |  | STS223IN34 | 200 | 246.84 | STS_2_2_3 | Milagres |  | 660
ML-STS224 | Milagres | ML | STS_2_2_4 | Substation |  | STS224 | 6800 | 8392.56 | Milagres
ML-STS224IN01 | Milagres | ML | STS_2_2_4_IN01 | Inverter |  | STS224IN01 | 200 | 246.84 | STS_2_2_4 | Milagres |  | 660
ML-STS224IN02 | Milagres | ML | STS_2_2_4_IN02 | Inverter |  | STS224IN02 | 200 | 246.84 | STS_2_2_4 | Milagres |  | 660
ML-STS224IN03 | Milagres | ML | STS_2_2_4_IN03 | Inverter |  | STS224IN03 | 200 | 246.84 | STS_2_2_4 | Milagres |  | 660
ML-STS224IN04 | Milagres | ML | STS_2_2_4_IN04 | Inverter |  | STS224IN04 | 200 | 246.84 | STS_2_2_4 | Milagres |  | 660
ML-STS224IN05 | Milagres | ML | STS_2_2_4_IN05 | Inverter |  | STS224IN05 | 200 | 246.84 | STS_2_2_4 | Milagres |  | 660
ML-STS224IN06 | Milagres | ML | STS_2_2_4_IN06 | Inverter |  | STS224IN06 | 200 | 246.84 | STS_2_2_4 | Milagres |  | 660
ML-STS224IN07 | Milagres | ML | STS_2_2_4_IN07 | Inverter |  | STS224IN07 | 200 | 246.84 | STS_2_2_4 | Milagres |  | 660
ML-STS224IN08 | Milagres | ML | STS_2_2_4_IN08 | Inverter |  | STS224IN08 | 200 | 246.84 | STS_2_2_4 | Milagres |  | 660
ML-STS224IN09 | Milagres | ML | STS_2_2_4_IN09 | Inverter |  | STS224IN09 | 200 | 246.84 | STS_2_2_4 | Milagres |  | 660
ML-STS224IN10 | Milagres | ML | STS_2_2_4_IN10 | Inverter |  | STS224IN10 | 200 | 246.84 | STS_2_2_4 | Milagres |  | 660
ML-STS224IN11 | Milagres | ML | STS_2_2_4_IN11 | Inverter |  | STS224IN11 | 200 | 246.84 | STS_2_2_4 | Milagres |  | 660
ML-STS224IN12 | Milagres | ML | STS_2_2_4_IN12 | Inverter |  | STS224IN12 | 200 | 246.84 | STS_2_2_4 | Milagres |  | 660
ML-STS224IN13 | Milagres | ML | STS_2_2_4_IN13 | Inverter |  | STS224IN13 | 200 | 246.84 | STS_2_2_4 | Milagres |  | 660
ML-STS224IN14 | Milagres | ML | STS_2_2_4_IN14 | Inverter |  | STS224IN14 | 200 | 246.84 | STS_2_2_4 | Milagres |  | 660
ML-STS224IN15 | Milagres | ML | STS_2_2_4_IN15 | Inverter |  | STS224IN15 | 200 | 246.84 | STS_2_2_4 | Milagres |  | 660
ML-STS224IN16 | Milagres | ML | STS_2_2_4_IN16 | Inverter |  | STS224IN16 | 200 | 246.84 | STS_2_2_4 | Milagres |  | 660
ML-STS224IN17 | Milagres | ML | STS_2_2_4_IN17 | Inverter |  | STS224IN17 | 200 | 246.84 | STS_2_2_4 | Milagres |  | 660
ML-STS224IN18 | Milagres | ML | STS_2_2_4_IN18 | Inverter |  | STS224IN18 | 200 | 246.84 | STS_2_2_4 | Milagres |  | 660
ML-STS224IN19 | Milagres | ML | STS_2_2_4_IN19 | Inverter |  | STS224IN19 | 200 | 246.84 | STS_2_2_4 | Milagres |  | 660
ML-STS224IN20 | Milagres | ML | STS_2_2_4_IN20 | Inverter |  | STS224IN20 | 200 | 246.84 | STS_2_2_4 | Milagres |  | 660
ML-STS224IN21 | Milagres | ML | STS_2_2_4_IN21 | Inverter |  | STS224IN21 | 200 | 246.84 | STS_2_2_4 | Milagres |  | 660
ML-STS224IN22 | Milagres | ML | STS_2_2_4_IN22 | Inverter |  | STS224IN22 | 200 | 246.84 | STS_2_2_4 | Milagres |  | 660
ML-STS224IN23 | Milagres | ML | STS_2_2_4_IN23 | Inverter |  | STS224IN23 | 200 | 246.84 | STS_2_2_4 | Milagres |  | 660
ML-STS224IN24 | Milagres | ML | STS_2_2_4_IN24 | Inverter |  | STS224IN24 | 200 | 246.84 | STS_2_2_4 | Milagres |  | 660
ML-STS224IN25 | Milagres | ML | STS_2_2_4_IN25 | Inverter |  | STS224IN25 | 200 | 246.84 | STS_2_2_4 | Milagres |  | 660
ML-STS224IN26 | Milagres | ML | STS_2_2_4_IN26 | Inverter |  | STS224IN26 | 200 | 246.84 | STS_2_2_4 | Milagres |  | 660
ML-STS224IN27 | Milagres | ML | STS_2_2_4_IN27 | Inverter |  | STS224IN27 | 200 | 246.84 | STS_2_2_4 | Milagres |  | 660
ML-STS224IN28 | Milagres | ML | STS_2_2_4_IN28 | Inverter |  | STS224IN28 | 200 | 246.84 | STS_2_2_4 | Milagres |  | 660
ML-STS224IN29 | Milagres | ML | STS_2_2_4_IN29 | Inverter |  | STS224IN29 | 200 | 246.84 | STS_2_2_4 | Milagres |  | 660
ML-STS224IN30 | Milagres | ML | STS_2_2_4_IN30 | Inverter |  | STS224IN30 | 200 | 246.84 | STS_2_2_4 | Milagres |  | 660
ML-STS224IN31 | Milagres | ML | STS_2_2_4_IN31 | Inverter |  | STS224IN31 | 200 | 246.84 | STS_2_2_4 | Milagres |  | 660
ML-STS224IN32 | Milagres | ML | STS_2_2_4_IN32 | Inverter |  | STS224IN32 | 200 | 246.84 | STS_2_2_4 | Milagres |  | 660
ML-STS224IN33 | Milagres | ML | STS_2_2_4_IN33 | Inverter |  | STS224IN33 | 200 | 246.84 | STS_2_2_4 | Milagres |  | 660
ML-STS224IN34 | Milagres | ML | STS_2_2_4_IN34 | Inverter |  | STS224IN34 | 200 | 246.84 | STS_2_2_4 | Milagres |  | 660
ML-STS225 | Milagres | ML | STS_2_2_5 | Substation |  | STS225 | 7000 | 8639.4 | Milagres
ML-STS225IN01 | Milagres | ML | STS_2_2_5_IN01 | Inverter |  | STS225IN01 | 200 | 246.84 | STS_2_2_5 | Milagres |  | 660
ML-STS225IN02 | Milagres | ML | STS_2_2_5_IN02 | Inverter |  | STS225IN02 | 200 | 246.84 | STS_2_2_5 | Milagres |  | 660
ML-STS225IN03 | Milagres | ML | STS_2_2_5_IN03 | Inverter |  | STS225IN03 | 200 | 246.84 | STS_2_2_5 | Milagres |  | 660
ML-STS225IN04 | Milagres | ML | STS_2_2_5_IN04 | Inverter |  | STS225IN04 | 200 | 246.84 | STS_2_2_5 | Milagres |  | 660
ML-STS225IN05 | Milagres | ML | STS_2_2_5_IN05 | Inverter |  | STS225IN05 | 200 | 246.84 | STS_2_2_5 | Milagres |  | 660
ML-STS225IN06 | Milagres | ML | STS_2_2_5_IN06 | Inverter |  | STS225IN06 | 200 | 246.84 | STS_2_2_5 | Milagres |  | 660
ML-STS225IN07 | Milagres | ML | STS_2_2_5_IN07 | Inverter |  | STS225IN07 | 200 | 246.84 | STS_2_2_5 | Milagres |  | 660
ML-STS225IN08 | Milagres | ML | STS_2_2_5_IN08 | Inverter |  | STS225IN08 | 200 | 246.84 | STS_2_2_5 | Milagres |  | 660
ML-STS225IN09 | Milagres | ML | STS_2_2_5_IN09 | Inverter |  | STS225IN09 | 200 | 246.84 | STS_2_2_5 | Milagres |  | 660
ML-STS225IN10 | Milagres | ML | STS_2_2_5_IN10 | Inverter |  | STS225IN10 | 200 | 246.84 | STS_2_2_5 | Milagres |  | 660
ML-STS225IN11 | Milagres | ML | STS_2_2_5_IN11 | Inverter |  | STS225IN11 | 200 | 246.84 | STS_2_2_5 | Milagres |  | 660
ML-STS225IN12 | Milagres | ML | STS_2_2_5_IN12 | Inverter |  | STS225IN12 | 200 | 246.84 | STS_2_2_5 | Milagres |  | 660
ML-STS225IN13 | Milagres | ML | STS_2_2_5_IN13 | Inverter |  | STS225IN13 | 200 | 246.84 | STS_2_2_5 | Milagres |  | 660
ML-STS225IN14 | Milagres | ML | STS_2_2_5_IN14 | Inverter |  | STS225IN14 | 200 | 246.84 | STS_2_2_5 | Milagres |  | 660
ML-STS225IN15 | Milagres | ML | STS_2_2_5_IN15 | Inverter |  | STS225IN15 | 200 | 246.84 | STS_2_2_5 | Milagres |  | 660
ML-STS225IN16 | Milagres | ML | STS_2_2_5_IN16 | Inverter |  | STS225IN16 | 200 | 246.84 | STS_2_2_5 | Milagres |  | 660
ML-STS225IN17 | Milagres | ML | STS_2_2_5_IN17 | Inverter |  | STS225IN17 | 200 | 246.84 | STS_2_2_5 | Milagres |  | 660
ML-STS225IN18 | Milagres | ML | STS_2_2_5_IN18 | Inverter |  | STS225IN18 | 200 | 246.84 | STS_2_2_5 | Milagres |  | 660
ML-STS225IN19 | Milagres | ML | STS_2_2_5_IN19 | Inverter |  | STS225IN19 | 200 | 246.84 | STS_2_2_5 | Milagres |  | 660
ML-STS225IN20 | Milagres | ML | STS_2_2_5_IN20 | Inverter |  | STS225IN20 | 200 | 246.84 | STS_2_2_5 | Milagres |  | 660
ML-STS225IN21 | Milagres | ML | STS_2_2_5_IN21 | Inverter |  | STS225IN21 | 200 | 246.84 | STS_2_2_5 | Milagres |  | 660
ML-STS225IN22 | Milagres | ML | STS_2_2_5_IN22 | Inverter |  | STS225IN22 | 200 | 246.84 | STS_2_2_5 | Milagres |  | 660
ML-STS225IN23 | Milagres | ML | STS_2_2_5_IN23 | Inverter |  | STS225IN23 | 200 | 246.84 | STS_2_2_5 | Milagres |  | 660
ML-STS225IN24 | Milagres | ML | STS_2_2_5_IN24 | Inverter |  | STS225IN24 | 200 | 246.84 | STS_2_2_5 | Milagres |  | 660
ML-STS225IN25 | Milagres | ML | STS_2_2_5_IN25 | Inverter |  | STS225IN25 | 200 | 246.84 | STS_2_2_5 | Milagres |  | 660
ML-STS225IN26 | Milagres | ML | STS_2_2_5_IN26 | Inverter |  | STS225IN26 | 200 | 246.84 | STS_2_2_5 | Milagres |  | 660
ML-STS225IN27 | Milagres | ML | STS_2_2_5_IN27 | Inverter |  | STS225IN27 | 200 | 246.84 | STS_2_2_5 | Milagres |  | 660
ML-STS225IN28 | Milagres | ML | STS_2_2_5_IN28 | Inverter |  | STS225IN28 | 200 | 246.84 | STS_2_2_5 | Milagres |  | 660
ML-STS225IN29 | Milagres | ML | STS_2_2_5_IN29 | Inverter |  | STS225IN29 | 200 | 246.84 | STS_2_2_5 | Milagres |  | 660
ML-STS225IN30 | Milagres | ML | STS_2_2_5_IN30 | Inverter |  | STS225IN30 | 200 | 246.84 | STS_2_2_5 | Milagres |  | 660
ML-STS225IN31 | Milagres | ML | STS_2_2_5_IN31 | Inverter |  | STS225IN31 | 200 | 246.84 | STS_2_2_5 | Milagres |  | 660
ML-STS225IN32 | Milagres | ML | STS_2_2_5_IN32 | Inverter |  | STS225IN32 | 200 | 246.84 | STS_2_2_5 | Milagres |  | 660
ML-STS225IN33 | Milagres | ML | STS_2_2_5_IN33 | Inverter |  | STS225IN33 | 200 | 246.84 | STS_2_2_5 | Milagres |  | 660
ML-STS225IN34 | Milagres | ML | STS_2_2_5_IN34 | Inverter |  | STS225IN34 | 200 | 246.84 | STS_2_2_5 | Milagres |  | 660
ML-STS211IN35 | Milagres | ML | STS_2_2_5_IN35 | Inverter |  | STS211IN35 | 200 | 246.84 | STS_2_2_5 | Milagres |  | 660
ML-STS311 | Milagres | ML | STS_3_1_1 | Substation |  | STS311 | 7000 | 8583.3 | Milagres
ML-STS311IN01 | Milagres | ML | STS_3_1_1_IN01 | Inverter |  | STS311IN01 | 200 | 244.97 | STS_3_1_1 | Milagres |  | 655
ML-STS311IN02 | Milagres | ML | STS_3_1_1_IN02 | Inverter |  | STS311IN02 | 200 | 244.97 | STS_3_1_1 | Milagres |  | 655
ML-STS311IN03 | Milagres | ML | STS_3_1_1_IN03 | Inverter |  | STS311IN03 | 200 | 244.97 | STS_3_1_1 | Milagres |  | 655
ML-STS311IN04 | Milagres | ML | STS_3_1_1_IN04 | Inverter |  | STS311IN04 | 200 | 244.97 | STS_3_1_1 | Milagres |  | 655
ML-STS311IN05 | Milagres | ML | STS_3_1_1_IN05 | Inverter |  | STS311IN05 | 200 | 244.97 | STS_3_1_1 | Milagres |  | 655
ML-STS311IN06 | Milagres | ML | STS_3_1_1_IN06 | Inverter |  | STS311IN06 | 200 | 244.97 | STS_3_1_1 | Milagres |  | 655
ML-STS311IN07 | Milagres | ML | STS_3_1_1_IN07 | Inverter |  | STS311IN07 | 200 | 244.97 | STS_3_1_1 | Milagres |  | 655
ML-STS311IN08 | Milagres | ML | STS_3_1_1_IN08 | Inverter |  | STS311IN08 | 200 | 244.97 | STS_3_1_1 | Milagres |  | 655
ML-STS311IN09 | Milagres | ML | STS_3_1_1_IN09 | Inverter |  | STS311IN09 | 200 | 244.97 | STS_3_1_1 | Milagres |  | 655
ML-STS311IN10 | Milagres | ML | STS_3_1_1_IN10 | Inverter |  | STS311IN10 | 200 | 244.97 | STS_3_1_1 | Milagres |  | 655
ML-STS311IN11 | Milagres | ML | STS_3_1_1_IN11 | Inverter |  | STS311IN11 | 200 | 244.97 | STS_3_1_1 | Milagres |  | 655
ML-STS311IN12 | Milagres | ML | STS_3_1_1_IN12 | Inverter |  | STS311IN12 | 200 | 244.97 | STS_3_1_1 | Milagres |  | 655
ML-STS311IN13 | Milagres | ML | STS_3_1_1_IN13 | Inverter |  | STS311IN13 | 200 | 244.97 | STS_3_1_1 | Milagres |  | 655
ML-STS311IN14 | Milagres | ML | STS_3_1_1_IN14 | Inverter |  | STS311IN14 | 200 | 244.97 | STS_3_1_1 | Milagres |  | 655
ML-STS311IN15 | Milagres | ML | STS_3_1_1_IN15 | Inverter |  | STS311IN15 | 200 | 244.97 | STS_3_1_1 | Milagres |  | 655
ML-STS311IN16 | Milagres | ML | STS_3_1_1_IN16 | Inverter |  | STS311IN16 | 200 | 244.97 | STS_3_1_1 | Milagres |  | 655
ML-STS311IN17 | Milagres | ML | STS_3_1_1_IN17 | Inverter |  | STS311IN17 | 200 | 244.97 | STS_3_1_1 | Milagres |  | 655
ML-STS311IN18 | Milagres | ML | STS_3_1_1_IN18 | Inverter |  | STS311IN18 | 200 | 244.97 | STS_3_1_1 | Milagres |  | 655
ML-STS311IN19 | Milagres | ML | STS_3_1_1_IN19 | Inverter |  | STS311IN19 | 200 | 244.97 | STS_3_1_1 | Milagres |  | 655
ML-STS311IN20 | Milagres | ML | STS_3_1_1_IN20 | Inverter |  | STS311IN20 | 200 | 244.97 | STS_3_1_1 | Milagres |  | 655
ML-STS311IN21 | Milagres | ML | STS_3_1_1_IN21 | Inverter |  | STS311IN21 | 200 | 244.97 | STS_3_1_1 | Milagres |  | 655
ML-STS311IN22 | Milagres | ML | STS_3_1_1_IN22 | Inverter |  | STS311IN22 | 200 | 244.97 | STS_3_1_1 | Milagres |  | 655
ML-STS311IN23 | Milagres | ML | STS_3_1_1_IN23 | Inverter |  | STS311IN23 | 200 | 246.84 | STS_3_1_1 | Milagres |  | 660
ML-STS311IN24 | Milagres | ML | STS_3_1_1_IN24 | Inverter |  | STS311IN24 | 200 | 246.84 | STS_3_1_1 | Milagres |  | 660
ML-STS311IN25 | Milagres | ML | STS_3_1_1_IN25 | Inverter |  | STS311IN25 | 200 | 246.84 | STS_3_1_1 | Milagres |  | 660
ML-STS311IN26 | Milagres | ML | STS_3_1_1_IN26 | Inverter |  | STS311IN26 | 200 | 246.84 | STS_3_1_1 | Milagres |  | 660
ML-STS311IN27 | Milagres | ML | STS_3_1_1_IN27 | Inverter |  | STS311IN27 | 200 | 244.97 | STS_3_1_1 | Milagres |  | 655
ML-STS311IN28 | Milagres | ML | STS_3_1_1_IN28 | Inverter |  | STS311IN28 | 200 | 244.97 | STS_3_1_1 | Milagres |  | 655
ML-STS311IN29 | Milagres | ML | STS_3_1_1_IN29 | Inverter |  | STS311IN29 | 200 | 244.97 | STS_3_1_1 | Milagres |  | 655
ML-STS311IN30 | Milagres | ML | STS_3_1_1_IN30 | Inverter |  | STS311IN30 | 200 | 244.97 | STS_3_1_1 | Milagres |  | 655
ML-STS311IN31 | Milagres | ML | STS_3_1_1_IN31 | Inverter |  | STS311IN31 | 200 | 244.97 | STS_3_1_1 | Milagres |  | 655
ML-STS311IN32 | Milagres | ML | STS_3_1_1_IN32 | Inverter |  | STS311IN32 | 200 | 244.97 | STS_3_1_1 | Milagres |  | 655
ML-STS311IN33 | Milagres | ML | STS_3_1_1_IN33 | Inverter |  | STS311IN33 | 200 | 244.97 | STS_3_1_1 | Milagres |  | 655
ML-STS311IN34 | Milagres | ML | STS_3_1_1_IN34 | Inverter |  | STS311IN34 | 200 | 244.97 | STS_3_1_1 | Milagres |  | 655
ML-STS312 | Milagres | ML | STS_3_1_2 | Substation |  | STS312 | 7000 | 8639.4 | Milagres
ML-STS312IN01 | Milagres | ML | STS_3_1_2_IN01 | Inverter |  | STS312IN01 | 200 | 246.84 | STS_3_1_2 | Milagres |  | 660
ML-STS312IN02 | Milagres | ML | STS_3_1_2_IN02 | Inverter |  | STS312IN02 | 200 | 246.84 | STS_3_1_2 | Milagres |  | 660
ML-STS312IN03 | Milagres | ML | STS_3_1_2_IN03 | Inverter |  | STS312IN03 | 200 | 246.84 | STS_3_1_2 | Milagres |  | 660
ML-STS312IN04 | Milagres | ML | STS_3_1_2_IN04 | Inverter |  | STS312IN04 | 200 | 246.84 | STS_3_1_2 | Milagres |  | 660
ML-STS312IN05 | Milagres | ML | STS_3_1_2_IN05 | Inverter |  | STS312IN05 | 200 | 246.84 | STS_3_1_2 | Milagres |  | 660
ML-STS312IN06 | Milagres | ML | STS_3_1_2_IN06 | Inverter |  | STS312IN06 | 200 | 246.84 | STS_3_1_2 | Milagres |  | 660
ML-STS312IN07 | Milagres | ML | STS_3_1_2_IN07 | Inverter |  | STS312IN07 | 200 | 246.84 | STS_3_1_2 | Milagres |  | 660
ML-STS312IN08 | Milagres | ML | STS_3_1_2_IN08 | Inverter |  | STS312IN08 | 200 | 246.84 | STS_3_1_2 | Milagres |  | 660
ML-STS312IN09 | Milagres | ML | STS_3_1_2_IN09 | Inverter |  | STS312IN09 | 200 | 246.84 | STS_3_1_2 | Milagres |  | 660
ML-STS312IN10 | Milagres | ML | STS_3_1_2_IN10 | Inverter |  | STS312IN10 | 200 | 246.84 | STS_3_1_2 | Milagres |  | 660
ML-STS312IN11 | Milagres | ML | STS_3_1_2_IN11 | Inverter |  | STS312IN11 | 200 | 246.84 | STS_3_1_2 | Milagres |  | 660
ML-STS312IN12 | Milagres | ML | STS_3_1_2_IN12 | Inverter |  | STS312IN12 | 200 | 246.84 | STS_3_1_2 | Milagres |  | 660
ML-STS312IN13 | Milagres | ML | STS_3_1_2_IN13 | Inverter |  | STS312IN13 | 200 | 246.84 | STS_3_1_2 | Milagres |  | 660
ML-STS312IN14 | Milagres | ML | STS_3_1_2_IN14 | Inverter |  | STS312IN14 | 200 | 246.84 | STS_3_1_2 | Milagres |  | 660
ML-STS312IN15 | Milagres | ML | STS_3_1_2_IN15 | Inverter |  | STS312IN15 | 200 | 246.84 | STS_3_1_2 | Milagres |  | 660
ML-STS312IN16 | Milagres | ML | STS_3_1_2_IN16 | Inverter |  | STS312IN16 | 200 | 246.84 | STS_3_1_2 | Milagres |  | 660
ML-STS312IN17 | Milagres | ML | STS_3_1_2_IN17 | Inverter |  | STS312IN17 | 200 | 246.84 | STS_3_1_2 | Milagres |  | 660
ML-STS312IN18 | Milagres | ML | STS_3_1_2_IN18 | Inverter |  | STS312IN18 | 200 | 246.84 | STS_3_1_2 | Milagres |  | 660
ML-STS312IN19 | Milagres | ML | STS_3_1_2_IN19 | Inverter |  | STS312IN19 | 200 | 246.84 | STS_3_1_2 | Milagres |  | 660
ML-STS312IN20 | Milagres | ML | STS_3_1_2_IN20 | Inverter |  | STS312IN20 | 200 | 246.84 | STS_3_1_2 | Milagres |  | 660
ML-STS312IN21 | Milagres | ML | STS_3_1_2_IN21 | Inverter |  | STS312IN21 | 200 | 246.84 | STS_3_1_2 | Milagres |  | 660
ML-STS312IN22 | Milagres | ML | STS_3_1_2_IN22 | Inverter |  | STS312IN22 | 200 | 246.84 | STS_3_1_2 | Milagres |  | 660
ML-STS312IN23 | Milagres | ML | STS_3_1_2_IN23 | Inverter |  | STS312IN23 | 200 | 246.84 | STS_3_1_2 | Milagres |  | 660
ML-STS312IN24 | Milagres | ML | STS_3_1_2_IN24 | Inverter |  | STS312IN24 | 200 | 246.84 | STS_3_1_2 | Milagres |  | 660
ML-STS312IN25 | Milagres | ML | STS_3_1_2_IN25 | Inverter |  | STS312IN25 | 200 | 246.84 | STS_3_1_2 | Milagres |  | 660
ML-STS312IN26 | Milagres | ML | STS_3_1_2_IN26 | Inverter |  | STS312IN26 | 200 | 246.84 | STS_3_1_2 | Milagres |  | 660
ML-STS312IN27 | Milagres | ML | STS_3_1_2_IN27 | Inverter |  | STS312IN27 | 200 | 246.84 | STS_3_1_2 | Milagres |  | 660
ML-STS312IN28 | Milagres | ML | STS_3_1_2_IN28 | Inverter |  | STS312IN28 | 200 | 246.84 | STS_3_1_2 | Milagres |  | 660
ML-STS312IN29 | Milagres | ML | STS_3_1_2_IN29 | Inverter |  | STS312IN29 | 200 | 246.84 | STS_3_1_2 | Milagres |  | 660
ML-STS312IN30 | Milagres | ML | STS_3_1_2_IN30 | Inverter |  | STS312IN30 | 200 | 246.84 | STS_3_1_2 | Milagres |  | 660
ML-STS312IN31 | Milagres | ML | STS_3_1_2_IN31 | Inverter |  | STS312IN31 | 200 | 246.84 | STS_3_1_2 | Milagres |  | 660
ML-STS312IN32 | Milagres | ML | STS_3_1_2_IN32 | Inverter |  | STS312IN32 | 200 | 246.84 | STS_3_1_2 | Milagres |  | 660
ML-STS312IN33 | Milagres | ML | STS_3_1_2_IN33 | Inverter |  | STS312IN33 | 200 | 246.84 | STS_3_1_2 | Milagres |  | 660
ML-STS312IN34 | Milagres | ML | STS_3_1_2_IN34 | Inverter |  | STS312IN34 | 200 | 246.84 | STS_3_1_2 | Milagres |  | 660
ML-STS312IN35 | Milagres | ML | STS_3_1_2_IN35 | Inverter |  | STS312IN35 | 200 | 246.84 | STS_3_1_2 | Milagres |  | 660
ML-STS323 | Milagres | ML | STS_3_2_3 | Substation |  | STS323 | 6800 | 8328.98 | Milagres
ML-STS323IN01 | Milagres | ML | STS_3_2_3_IN01 | Inverter |  | STS323IN01 | 200 | 244.97 | STS_3_2_3 | Milagres |  | 655
ML-STS323IN02 | Milagres | ML | STS_3_2_3_IN02 | Inverter |  | STS323IN02 | 200 | 244.97 | STS_3_2_3 | Milagres |  | 655
ML-STS323IN03 | Milagres | ML | STS_3_2_3_IN03 | Inverter |  | STS323IN03 | 200 | 244.97 | STS_3_2_3 | Milagres |  | 655
ML-STS323IN04 | Milagres | ML | STS_3_2_3_IN04 | Inverter |  | STS323IN04 | 200 | 244.97 | STS_3_2_3 | Milagres |  | 655
ML-STS323IN05 | Milagres | ML | STS_3_2_3_IN05 | Inverter |  | STS323IN05 | 200 | 244.97 | STS_3_2_3 | Milagres |  | 655
ML-STS323IN06 | Milagres | ML | STS_3_2_3_IN06 | Inverter |  | STS323IN06 | 200 | 244.97 | STS_3_2_3 | Milagres |  | 655
ML-STS323IN07 | Milagres | ML | STS_3_2_3_IN07 | Inverter |  | STS323IN07 | 200 | 244.97 | STS_3_2_3 | Milagres |  | 655
ML-STS323IN08 | Milagres | ML | STS_3_2_3_IN08 | Inverter |  | STS323IN08 | 200 | 244.97 | STS_3_2_3 | Milagres |  | 655
ML-STS323IN09 | Milagres | ML | STS_3_2_3_IN09 | Inverter |  | STS323IN09 | 200 | 244.97 | STS_3_2_3 | Milagres |  | 655
ML-STS323IN10 | Milagres | ML | STS_3_2_3_IN10 | Inverter |  | STS323IN10 | 200 | 244.97 | STS_3_2_3 | Milagres |  | 655
ML-STS323IN11 | Milagres | ML | STS_3_2_3_IN11 | Inverter |  | STS323IN11 | 200 | 244.97 | STS_3_2_3 | Milagres |  | 655
ML-STS323IN12 | Milagres | ML | STS_3_2_3_IN12 | Inverter |  | STS323IN12 | 200 | 244.97 | STS_3_2_3 | Milagres |  | 655
ML-STS323IN13 | Milagres | ML | STS_3_2_3_IN13 | Inverter |  | STS323IN13 | 200 | 244.97 | STS_3_2_3 | Milagres |  | 655
ML-STS323IN14 | Milagres | ML | STS_3_2_3_IN14 | Inverter |  | STS323IN14 | 200 | 244.97 | STS_3_2_3 | Milagres |  | 655
ML-STS323IN15 | Milagres | ML | STS_3_2_3_IN15 | Inverter |  | STS323IN15 | 200 | 244.97 | STS_3_2_3 | Milagres |  | 655
ML-STS323IN16 | Milagres | ML | STS_3_2_3_IN16 | Inverter |  | STS323IN16 | 200 | 244.97 | STS_3_2_3 | Milagres |  | 655
ML-STS323IN17 | Milagres | ML | STS_3_2_3_IN17 | Inverter |  | STS323IN17 | 200 | 244.97 | STS_3_2_3 | Milagres |  | 655
ML-STS323IN18 | Milagres | ML | STS_3_2_3_IN18 | Inverter |  | STS323IN18 | 200 | 244.97 | STS_3_2_3 | Milagres |  | 655
ML-STS323IN19 | Milagres | ML | STS_3_2_3_IN19 | Inverter |  | STS323IN19 | 200 | 244.97 | STS_3_2_3 | Milagres |  | 655
ML-STS323IN20 | Milagres | ML | STS_3_2_3_IN20 | Inverter |  | STS323IN20 | 200 | 244.97 | STS_3_2_3 | Milagres |  | 655
ML-STS323IN21 | Milagres | ML | STS_3_2_3_IN21 | Inverter |  | STS323IN21 | 200 | 244.97 | STS_3_2_3 | Milagres |  | 655
ML-STS323IN22 | Milagres | ML | STS_3_2_3_IN22 | Inverter |  | STS323IN22 | 200 | 244.97 | STS_3_2_3 | Milagres |  | 655
ML-STS323IN23 | Milagres | ML | STS_3_2_3_IN23 | Inverter |  | STS323IN23 | 200 | 244.97 | STS_3_2_3 | Milagres |  | 655
ML-STS323IN24 | Milagres | ML | STS_3_2_3_IN24 | Inverter |  | STS323IN24 | 200 | 244.97 | STS_3_2_3 | Milagres |  | 655
ML-STS323IN25 | Milagres | ML | STS_3_2_3_IN25 | Inverter |  | STS323IN25 | 200 | 244.97 | STS_3_2_3 | Milagres |  | 655
ML-STS323IN26 | Milagres | ML | STS_3_2_3_IN26 | Inverter |  | STS323IN26 | 200 | 244.97 | STS_3_2_3 | Milagres |  | 655
ML-STS323IN27 | Milagres | ML | STS_3_2_3_IN27 | Inverter |  | STS323IN27 | 200 | 244.97 | STS_3_2_3 | Milagres |  | 655
ML-STS323IN28 | Milagres | ML | STS_3_2_3_IN28 | Inverter |  | STS323IN28 | 200 | 244.97 | STS_3_2_3 | Milagres |  | 655
ML-STS323IN29 | Milagres | ML | STS_3_2_3_IN29 | Inverter |  | STS323IN29 | 200 | 244.97 | STS_3_2_3 | Milagres |  | 655
ML-STS323IN30 | Milagres | ML | STS_3_2_3_IN30 | Inverter |  | STS323IN30 | 200 | 244.97 | STS_3_2_3 | Milagres |  | 655
ML-STS323IN31 | Milagres | ML | STS_3_2_3_IN31 | Inverter |  | STS323IN31 | 200 | 244.97 | STS_3_2_3 | Milagres |  | 655
ML-STS323IN32 | Milagres | ML | STS_3_2_3_IN32 | Inverter |  | STS323IN32 | 200 | 244.97 | STS_3_2_3 | Milagres |  | 655
ML-STS323IN33 | Milagres | ML | STS_3_2_3_IN33 | Inverter |  | STS323IN33 | 200 | 244.97 | STS_3_2_3 | Milagres |  | 655
ML-STS323IN34 | Milagres | ML | STS_3_2_3_IN34 | Inverter |  | STS323IN34 | 200 | 244.97 | STS_3_2_3 | Milagres |  | 655
ML-STS324 | Milagres | ML | STS_3_2_4 | Substation |  | STS324 | 6800 | 8392.56 | Milagres
ML-STS324IN01 | Milagres | ML | STS_3_2_4_IN01 | Inverter |  | STS324IN01 | 200 | 246.84 | STS_3_2_4 | Milagres |  | 660
ML-STS324IN02 | Milagres | ML | STS_3_2_4_IN02 | Inverter |  | STS324IN02 | 200 | 246.84 | STS_3_2_4 | Milagres |  | 660
ML-STS324IN03 | Milagres | ML | STS_3_2_4_IN03 | Inverter |  | STS324IN03 | 200 | 246.84 | STS_3_2_4 | Milagres |  | 660
ML-STS324IN04 | Milagres | ML | STS_3_2_4_IN04 | Inverter |  | STS324IN04 | 200 | 246.84 | STS_3_2_4 | Milagres |  | 660
ML-STS324IN05 | Milagres | ML | STS_3_2_4_IN05 | Inverter |  | STS324IN05 | 200 | 246.84 | STS_3_2_4 | Milagres |  | 660
ML-STS324IN06 | Milagres | ML | STS_3_2_4_IN06 | Inverter |  | STS324IN06 | 200 | 246.84 | STS_3_2_4 | Milagres |  | 660
ML-STS324IN07 | Milagres | ML | STS_3_2_4_IN07 | Inverter |  | STS324IN07 | 200 | 246.84 | STS_3_2_4 | Milagres |  | 660
ML-STS324IN08 | Milagres | ML | STS_3_2_4_IN08 | Inverter |  | STS324IN08 | 200 | 246.84 | STS_3_2_4 | Milagres |  | 660
ML-STS324IN09 | Milagres | ML | STS_3_2_4_IN09 | Inverter |  | STS324IN09 | 200 | 246.84 | STS_3_2_4 | Milagres |  | 660
ML-STS324IN10 | Milagres | ML | STS_3_2_4_IN10 | Inverter |  | STS324IN10 | 200 | 246.84 | STS_3_2_4 | Milagres |  | 660
ML-STS324IN11 | Milagres | ML | STS_3_2_4_IN11 | Inverter |  | STS324IN11 | 200 | 246.84 | STS_3_2_4 | Milagres |  | 660
ML-STS324IN12 | Milagres | ML | STS_3_2_4_IN12 | Inverter |  | STS324IN12 | 200 | 246.84 | STS_3_2_4 | Milagres |  | 660
ML-STS324IN13 | Milagres | ML | STS_3_2_4_IN13 | Inverter |  | STS324IN13 | 200 | 246.84 | STS_3_2_4 | Milagres |  | 660
ML-STS324IN14 | Milagres | ML | STS_3_2_4_IN14 | Inverter |  | STS324IN14 | 200 | 246.84 | STS_3_2_4 | Milagres |  | 660
ML-STS324IN15 | Milagres | ML | STS_3_2_4_IN15 | Inverter |  | STS324IN15 | 200 | 246.84 | STS_3_2_4 | Milagres |  | 660
ML-STS324IN16 | Milagres | ML | STS_3_2_4_IN16 | Inverter |  | STS324IN16 | 200 | 246.84 | STS_3_2_4 | Milagres |  | 660
ML-STS324IN17 | Milagres | ML | STS_3_2_4_IN17 | Inverter |  | STS324IN17 | 200 | 246.84 | STS_3_2_4 | Milagres |  | 660
ML-STS324IN18 | Milagres | ML | STS_3_2_4_IN18 | Inverter |  | STS324IN18 | 200 | 246.84 | STS_3_2_4 | Milagres |  | 660
ML-STS324IN19 | Milagres | ML | STS_3_2_4_IN19 | Inverter |  | STS324IN19 | 200 | 246.84 | STS_3_2_4 | Milagres |  | 660
ML-STS324IN20 | Milagres | ML | STS_3_2_4_IN20 | Inverter |  | STS324IN20 | 200 | 246.84 | STS_3_2_4 | Milagres |  | 660
ML-STS324IN21 | Milagres | ML | STS_3_2_4_IN21 | Inverter |  | STS324IN21 | 200 | 246.84 | STS_3_2_4 | Milagres |  | 660
ML-STS324IN22 | Milagres | ML | STS_3_2_4_IN22 | Inverter |  | STS324IN22 | 200 | 246.84 | STS_3_2_4 | Milagres |  | 660
ML-STS324IN23 | Milagres | ML | STS_3_2_4_IN23 | Inverter |  | STS324IN23 | 200 | 246.84 | STS_3_2_4 | Milagres |  | 660
ML-STS324IN24 | Milagres | ML | STS_3_2_4_IN24 | Inverter |  | STS324IN24 | 200 | 246.84 | STS_3_2_4 | Milagres |  | 660
ML-STS324IN25 | Milagres | ML | STS_3_2_4_IN25 | Inverter |  | STS324IN25 | 200 | 246.84 | STS_3_2_4 | Milagres |  | 660
ML-STS324IN26 | Milagres | ML | STS_3_2_4_IN26 | Inverter |  | STS324IN26 | 200 | 246.84 | STS_3_2_4 | Milagres |  | 660
ML-STS324IN27 | Milagres | ML | STS_3_2_4_IN27 | Inverter |  | STS324IN27 | 200 | 246.84 | STS_3_2_4 | Milagres |  | 660
ML-STS324IN28 | Milagres | ML | STS_3_2_4_IN28 | Inverter |  | STS324IN28 | 200 | 246.84 | STS_3_2_4 | Milagres |  | 660
ML-STS324IN29 | Milagres | ML | STS_3_2_4_IN29 | Inverter |  | STS324IN29 | 200 | 246.84 | STS_3_2_4 | Milagres |  | 660
ML-STS324IN30 | Milagres | ML | STS_3_2_4_IN30 | Inverter |  | STS324IN30 | 200 | 246.84 | STS_3_2_4 | Milagres |  | 660
ML-STS324IN31 | Milagres | ML | STS_3_2_4_IN31 | Inverter |  | STS324IN31 | 200 | 246.84 | STS_3_2_4 | Milagres |  | 660
ML-STS324IN32 | Milagres | ML | STS_3_2_4_IN32 | Inverter |  | STS324IN32 | 200 | 246.84 | STS_3_2_4 | Milagres |  | 660
ML-STS324IN33 | Milagres | ML | STS_3_2_4_IN33 | Inverter |  | STS324IN33 | 200 | 246.84 | STS_3_2_4 | Milagres |  | 660
ML-STS324IN34 | Milagres | ML | STS_3_2_4_IN34 | Inverter |  | STS324IN34 | 200 | 246.84 | STS_3_2_4 | Milagres |  | 660
ML-STS325 | Milagres | ML | STS_3_2_5 | Substation |  | STS325 | 6800 | 8392.56 | Milagres
ML-STS325IN01 | Milagres | ML | STS_3_2_5_IN01 | Inverter |  | STS325IN01 | 200 | 246.84 | STS_3_2_5 | Milagres |  | 660
ML-STS325IN02 | Milagres | ML | STS_3_2_5_IN02 | Inverter |  | STS325IN02 | 200 | 246.84 | STS_3_2_5 | Milagres |  | 660
ML-STS325IN03 | Milagres | ML | STS_3_2_5_IN03 | Inverter |  | STS325IN03 | 200 | 246.84 | STS_3_2_5 | Milagres |  | 660
ML-STS325IN04 | Milagres | ML | STS_3_2_5_IN04 | Inverter |  | STS325IN04 | 200 | 246.84 | STS_3_2_5 | Milagres |  | 660
ML-STS325IN05 | Milagres | ML | STS_3_2_5_IN05 | Inverter |  | STS325IN05 | 200 | 246.84 | STS_3_2_5 | Milagres |  | 660
ML-STS325IN06 | Milagres | ML | STS_3_2_5_IN06 | Inverter |  | STS325IN06 | 200 | 246.84 | STS_3_2_5 | Milagres |  | 660
ML-STS325IN07 | Milagres | ML | STS_3_2_5_IN07 | Inverter |  | STS325IN07 | 200 | 246.84 | STS_3_2_5 | Milagres |  | 660
ML-STS325IN08 | Milagres | ML | STS_3_2_5_IN08 | Inverter |  | STS325IN08 | 200 | 246.84 | STS_3_2_5 | Milagres |  | 660
ML-STS325IN09 | Milagres | ML | STS_3_2_5_IN09 | Inverter |  | STS325IN09 | 200 | 246.84 | STS_3_2_5 | Milagres |  | 660
ML-STS325IN10 | Milagres | ML | STS_3_2_5_IN10 | Inverter |  | STS325IN10 | 200 | 246.84 | STS_3_2_5 | Milagres |  | 660
ML-STS325IN11 | Milagres | ML | STS_3_2_5_IN11 | Inverter |  | STS325IN11 | 200 | 246.84 | STS_3_2_5 | Milagres |  | 660
ML-STS325IN12 | Milagres | ML | STS_3_2_5_IN12 | Inverter |  | STS325IN12 | 200 | 246.84 | STS_3_2_5 | Milagres |  | 660
ML-STS325IN13 | Milagres | ML | STS_3_2_5_IN13 | Inverter |  | STS325IN13 | 200 | 246.84 | STS_3_2_5 | Milagres |  | 660
ML-STS325IN14 | Milagres | ML | STS_3_2_5_IN14 | Inverter |  | STS325IN14 | 200 | 246.84 | STS_3_2_5 | Milagres |  | 660
ML-STS325IN15 | Milagres | ML | STS_3_2_5_IN15 | Inverter |  | STS325IN15 | 200 | 246.84 | STS_3_2_5 | Milagres |  | 660
ML-STS325IN16 | Milagres | ML | STS_3_2_5_IN16 | Inverter |  | STS325IN16 | 200 | 246.84 | STS_3_2_5 | Milagres |  | 660
ML-STS325IN17 | Milagres | ML | STS_3_2_5_IN17 | Inverter |  | STS325IN17 | 200 | 246.84 | STS_3_2_5 | Milagres |  | 660
ML-STS325IN18 | Milagres | ML | STS_3_2_5_IN18 | Inverter |  | STS325IN18 | 200 | 246.84 | STS_3_2_5 | Milagres |  | 660
ML-STS325IN19 | Milagres | ML | STS_3_2_5_IN19 | Inverter |  | STS325IN19 | 200 | 246.84 | STS_3_2_5 | Milagres |  | 660
ML-STS325IN20 | Milagres | ML | STS_3_2_5_IN20 | Inverter |  | STS325IN20 | 200 | 246.84 | STS_3_2_5 | Milagres |  | 660
ML-STS325IN21 | Milagres | ML | STS_3_2_5_IN21 | Inverter |  | STS325IN21 | 200 | 246.84 | STS_3_2_5 | Milagres |  | 660
ML-STS325IN22 | Milagres | ML | STS_3_2_5_IN22 | Inverter |  | STS325IN22 | 200 | 246.84 | STS_3_2_5 | Milagres |  | 660
ML-STS325IN23 | Milagres | ML | STS_3_2_5_IN23 | Inverter |  | STS325IN23 | 200 | 246.84 | STS_3_2_5 | Milagres |  | 660
ML-STS325IN24 | Milagres | ML | STS_3_2_5_IN24 | Inverter |  | STS325IN24 | 200 | 246.84 | STS_3_2_5 | Milagres |  | 660
ML-STS325IN25 | Milagres | ML | STS_3_2_5_IN25 | Inverter |  | STS325IN25 | 200 | 246.84 | STS_3_2_5 | Milagres |  | 660
ML-STS325IN26 | Milagres | ML | STS_3_2_5_IN26 | Inverter |  | STS325IN26 | 200 | 246.84 | STS_3_2_5 | Milagres |  | 660
ML-STS325IN27 | Milagres | ML | STS_3_2_5_IN27 | Inverter |  | STS325IN27 | 200 | 246.84 | STS_3_2_5 | Milagres |  | 660
ML-STS325IN28 | Milagres | ML | STS_3_2_5_IN28 | Inverter |  | STS325IN28 | 200 | 246.84 | STS_3_2_5 | Milagres |  | 660
ML-STS325IN29 | Milagres | ML | STS_3_2_5_IN29 | Inverter |  | STS325IN29 | 200 | 246.84 | STS_3_2_5 | Milagres |  | 660
ML-STS325IN30 | Milagres | ML | STS_3_2_5_IN30 | Inverter |  | STS325IN30 | 200 | 246.84 | STS_3_2_5 | Milagres |  | 660
ML-STS325IN31 | Milagres | ML | STS_3_2_5_IN31 | Inverter |  | STS325IN31 | 200 | 246.84 | STS_3_2_5 | Milagres |  | 660
ML-STS325IN32 | Milagres | ML | STS_3_2_5_IN32 | Inverter |  | STS325IN32 | 200 | 246.84 | STS_3_2_5 | Milagres |  | 660
ML-STS325IN33 | Milagres | ML | STS_3_2_5_IN33 | Inverter |  | STS325IN33 | 200 | 246.84 | STS_3_2_5 | Milagres |  | 660
ML-STS325IN34 | Milagres | ML | STS_3_2_5_IN34 | Inverter |  | STS325IN34 | 200 | 246.84 | STS_3_2_5 | Milagres |  | 660
ML-STS325IN35 | Milagres | ML | STS_3_2_5_IN35 | Inverter |  | STS325IN35 | 200 | 246.84 | STS_3_1_1 | Milagres |  | 660
ML-STS411 | Milagres | ML | STS_4_1_1 | Substation |  | STS411 | 7000 | 8637.53 | Milagres
ML-STS411IN01 | Milagres | ML | STS_4_1_1_IN01 | Inverter |  | STS411IN01 | 200 | 244.97 | STS_4_1_1 | Milagres |  | 655
ML-STS411IN02 | Milagres | ML | STS_4_1_1_IN02 | Inverter |  | STS411IN02 | 200 | 246.84 | STS_4_1_1 | Milagres |  | 660
ML-STS411IN03 | Milagres | ML | STS_4_1_1_IN03 | Inverter |  | STS411IN03 | 200 | 246.84 | STS_4_1_1 | Milagres |  | 660
ML-STS411IN04 | Milagres | ML | STS_4_1_1_IN04 | Inverter |  | STS411IN04 | 200 | 246.84 | STS_4_1_1 | Milagres |  | 660
ML-STS411IN05 | Milagres | ML | STS_4_1_1_IN05 | Inverter |  | STS411IN05 | 200 | 246.84 | STS_4_1_1 | Milagres |  | 660
ML-STS411IN06 | Milagres | ML | STS_4_1_1_IN06 | Inverter |  | STS411IN06 | 200 | 246.84 | STS_4_1_1 | Milagres |  | 660
ML-STS411IN07 | Milagres | ML | STS_4_1_1_IN07 | Inverter |  | STS411IN07 | 200 | 246.84 | STS_4_1_1 | Milagres |  | 660
ML-STS411IN08 | Milagres | ML | STS_4_1_1_IN08 | Inverter |  | STS411IN08 | 200 | 246.84 | STS_4_1_1 | Milagres |  | 660
ML-STS411IN09 | Milagres | ML | STS_4_1_1_IN09 | Inverter |  | STS411IN09 | 200 | 246.84 | STS_4_1_1 | Milagres |  | 660
ML-STS411IN10 | Milagres | ML | STS_4_1_1_IN10 | Inverter |  | STS411IN10 | 200 | 246.84 | STS_4_1_1 | Milagres |  | 660
ML-STS411IN11 | Milagres | ML | STS_4_1_1_IN11 | Inverter |  | STS411IN11 | 200 | 246.84 | STS_4_1_1 | Milagres |  | 660
ML-STS411IN12 | Milagres | ML | STS_4_1_1_IN12 | Inverter |  | STS411IN12 | 200 | 246.84 | STS_4_1_1 | Milagres |  | 660
ML-STS411IN13 | Milagres | ML | STS_4_1_1_IN13 | Inverter |  | STS411IN13 | 200 | 246.84 | STS_4_1_1 | Milagres |  | 660
ML-STS411IN14 | Milagres | ML | STS_4_1_1_IN14 | Inverter |  | STS411IN14 | 200 | 246.84 | STS_4_1_1 | Milagres |  | 660
ML-STS411IN15 | Milagres | ML | STS_4_1_1_IN15 | Inverter |  | STS411IN15 | 200 | 246.84 | STS_4_1_1 | Milagres |  | 660
ML-STS411IN16 | Milagres | ML | STS_4_1_1_IN16 | Inverter |  | STS411IN16 | 200 | 246.84 | STS_4_1_1 | Milagres |  | 660
ML-STS411IN17 | Milagres | ML | STS_4_1_1_IN17 | Inverter |  | STS411IN17 | 200 | 246.84 | STS_4_1_1 | Milagres |  | 660
ML-STS411IN18 | Milagres | ML | STS_4_1_1_IN18 | Inverter |  | STS411IN18 | 200 | 246.84 | STS_4_1_1 | Milagres |  | 660
ML-STS411IN19 | Milagres | ML | STS_4_1_1_IN19 | Inverter |  | STS411IN19 | 200 | 246.84 | STS_4_1_1 | Milagres |  | 660
ML-STS411IN20 | Milagres | ML | STS_4_1_1_IN20 | Inverter |  | STS411IN20 | 200 | 246.84 | STS_4_1_1 | Milagres |  | 660
ML-STS411IN21 | Milagres | ML | STS_4_1_1_IN21 | Inverter |  | STS411IN21 | 200 | 246.84 | STS_4_1_1 | Milagres |  | 660
ML-STS411IN22 | Milagres | ML | STS_4_1_1_IN22 | Inverter |  | STS411IN22 | 200 | 246.84 | STS_4_1_1 | Milagres |  | 660
ML-STS411IN23 | Milagres | ML | STS_4_1_1_IN23 | Inverter |  | STS411IN23 | 200 | 246.84 | STS_4_1_1 | Milagres |  | 660
ML-STS411IN24 | Milagres | ML | STS_4_1_1_IN24 | Inverter |  | STS411IN24 | 200 | 246.84 | STS_4_1_1 | Milagres |  | 660
ML-STS411IN25 | Milagres | ML | STS_4_1_1_IN25 | Inverter |  | STS411IN25 | 200 | 246.84 | STS_4_1_1 | Milagres |  | 660
ML-STS411IN26 | Milagres | ML | STS_4_1_1_IN26 | Inverter |  | STS411IN26 | 200 | 246.84 | STS_4_1_1 | Milagres |  | 660
ML-STS411IN27 | Milagres | ML | STS_4_1_1_IN27 | Inverter |  | STS411IN27 | 200 | 246.84 | STS_4_1_1 | Milagres |  | 660
ML-STS411IN28 | Milagres | ML | STS_4_1_1_IN28 | Inverter |  | STS411IN28 | 200 | 246.84 | STS_4_1_1 | Milagres |  | 660
ML-STS411IN29 | Milagres | ML | STS_4_1_1_IN29 | Inverter |  | STS411IN29 | 200 | 246.84 | STS_4_1_1 | Milagres |  | 660
ML-STS411IN30 | Milagres | ML | STS_4_1_1_IN30 | Inverter |  | STS411IN30 | 200 | 246.84 | STS_4_1_1 | Milagres |  | 660
ML-STS411IN31 | Milagres | ML | STS_4_1_1_IN31 | Inverter |  | STS411IN31 | 200 | 246.84 | STS_4_1_1 | Milagres |  | 660
ML-STS411IN32 | Milagres | ML | STS_4_1_1_IN32 | Inverter |  | STS411IN32 | 200 | 246.84 | STS_4_1_1 | Milagres |  | 660
ML-STS411IN33 | Milagres | ML | STS_4_1_1_IN33 | Inverter |  | STS411IN33 | 200 | 246.84 | STS_4_1_1 | Milagres |  | 660
ML-STS411IN34 | Milagres | ML | STS_4_1_1_IN34 | Inverter |  | STS411IN34 | 200 | 246.84 | STS_4_1_1 | Milagres |  | 660
ML-STS411IN35 | Milagres | ML | STS_4_1_1_IN35 | Inverter |  | STS411IN35 | 200 | 246.84 | STS_4_1_1 | Milagres |  | 660
ML-STS412 | Milagres | ML | STS_4_1_2 | Substation |  | STS412 | 7000 | 8639.4 | Milagres
ML-STS412IN01 | Milagres | ML | STS_4_1_2_IN01 | Inverter |  | STS412IN01 | 200 | 246.84 | STS_4_1_2 | Milagres |  | 660
ML-STS412IN02 | Milagres | ML | STS_4_1_2_IN02 | Inverter |  | STS412IN02 | 200 | 246.84 | STS_4_1_2 | Milagres |  | 660
ML-STS412IN03 | Milagres | ML | STS_4_1_2_IN03 | Inverter |  | STS412IN03 | 200 | 246.84 | STS_4_1_2 | Milagres |  | 660
ML-STS412IN04 | Milagres | ML | STS_4_1_2_IN04 | Inverter |  | STS412IN04 | 200 | 246.84 | STS_4_1_2 | Milagres |  | 660
ML-STS412IN05 | Milagres | ML | STS_4_1_2_IN05 | Inverter |  | STS412IN05 | 200 | 246.84 | STS_4_1_2 | Milagres |  | 660
ML-STS412IN06 | Milagres | ML | STS_4_1_2_IN06 | Inverter |  | STS412IN06 | 200 | 246.84 | STS_4_1_2 | Milagres |  | 660
ML-STS412IN07 | Milagres | ML | STS_4_1_2_IN07 | Inverter |  | STS412IN07 | 200 | 246.84 | STS_4_1_2 | Milagres |  | 660
ML-STS412IN08 | Milagres | ML | STS_4_1_2_IN08 | Inverter |  | STS412IN08 | 200 | 246.84 | STS_4_1_2 | Milagres |  | 660
ML-STS412IN09 | Milagres | ML | STS_4_1_2_IN09 | Inverter |  | STS412IN09 | 200 | 246.84 | STS_4_1_2 | Milagres |  | 660
ML-STS412IN10 | Milagres | ML | STS_4_1_2_IN10 | Inverter |  | STS412IN10 | 200 | 246.84 | STS_4_1_2 | Milagres |  | 660
ML-STS412IN11 | Milagres | ML | STS_4_1_2_IN11 | Inverter |  | STS412IN11 | 200 | 246.84 | STS_4_1_2 | Milagres |  | 660
ML-STS412IN12 | Milagres | ML | STS_4_1_2_IN12 | Inverter |  | STS412IN12 | 200 | 246.84 | STS_4_1_2 | Milagres |  | 660
ML-STS412IN13 | Milagres | ML | STS_4_1_2_IN13 | Inverter |  | STS412IN13 | 200 | 246.84 | STS_4_1_2 | Milagres |  | 660
ML-STS412IN14 | Milagres | ML | STS_4_1_2_IN14 | Inverter |  | STS412IN14 | 200 | 246.84 | STS_4_1_2 | Milagres |  | 660
ML-STS412IN15 | Milagres | ML | STS_4_1_2_IN15 | Inverter |  | STS412IN15 | 200 | 246.84 | STS_4_1_2 | Milagres |  | 660
ML-STS412IN16 | Milagres | ML | STS_4_1_2_IN16 | Inverter |  | STS412IN16 | 200 | 246.84 | STS_4_1_2 | Milagres |  | 660
ML-STS412IN17 | Milagres | ML | STS_4_1_2_IN17 | Inverter |  | STS412IN17 | 200 | 246.84 | STS_4_1_2 | Milagres |  | 660
ML-STS412IN18 | Milagres | ML | STS_4_1_2_IN18 | Inverter |  | STS412IN18 | 200 | 246.84 | STS_4_1_2 | Milagres |  | 660
ML-STS412IN19 | Milagres | ML | STS_4_1_2_IN19 | Inverter |  | STS412IN19 | 200 | 246.84 | STS_4_1_2 | Milagres |  | 660
ML-STS412IN20 | Milagres | ML | STS_4_1_2_IN20 | Inverter |  | STS412IN20 | 200 | 246.84 | STS_4_1_2 | Milagres |  | 660
ML-STS412IN21 | Milagres | ML | STS_4_1_2_IN21 | Inverter |  | STS412IN21 | 200 | 246.84 | STS_4_1_2 | Milagres |  | 660
ML-STS412IN22 | Milagres | ML | STS_4_1_2_IN22 | Inverter |  | STS412IN22 | 200 | 246.84 | STS_4_1_2 | Milagres |  | 660
ML-STS412IN23 | Milagres | ML | STS_4_1_2_IN23 | Inverter |  | STS412IN23 | 200 | 246.84 | STS_4_1_2 | Milagres |  | 660
ML-STS412IN24 | Milagres | ML | STS_4_1_2_IN24 | Inverter |  | STS412IN24 | 200 | 246.84 | STS_4_1_2 | Milagres |  | 660
ML-STS412IN25 | Milagres | ML | STS_4_1_2_IN25 | Inverter |  | STS412IN25 | 200 | 246.84 | STS_4_1_2 | Milagres |  | 660
ML-STS412IN26 | Milagres | ML | STS_4_1_2_IN26 | Inverter |  | STS412IN26 | 200 | 246.84 | STS_4_1_2 | Milagres |  | 660
ML-STS412IN27 | Milagres | ML | STS_4_1_2_IN27 | Inverter |  | STS412IN27 | 200 | 246.84 | STS_4_1_2 | Milagres |  | 660
ML-STS412IN28 | Milagres | ML | STS_4_1_2_IN28 | Inverter |  | STS412IN28 | 200 | 246.84 | STS_4_1_2 | Milagres |  | 660
ML-STS412IN29 | Milagres | ML | STS_4_1_2_IN29 | Inverter |  | STS412IN29 | 200 | 246.84 | STS_4_1_2 | Milagres |  | 660
ML-STS412IN30 | Milagres | ML | STS_4_1_2_IN30 | Inverter |  | STS412IN30 | 200 | 246.84 | STS_4_1_2 | Milagres |  | 660
ML-STS412IN31 | Milagres | ML | STS_4_1_2_IN31 | Inverter |  | STS412IN31 | 200 | 246.84 | STS_4_1_2 | Milagres |  | 660
ML-STS412IN32 | Milagres | ML | STS_4_1_2_IN32 | Inverter |  | STS412IN32 | 200 | 246.84 | STS_4_1_2 | Milagres |  | 660
ML-STS412IN33 | Milagres | ML | STS_4_1_2_IN33 | Inverter |  | STS412IN33 | 200 | 246.84 | STS_4_1_2 | Milagres |  | 660
ML-STS412IN34 | Milagres | ML | STS_4_1_2_IN34 | Inverter |  | STS412IN34 | 200 | 246.84 | STS_4_1_2 | Milagres |  | 660
ML-STS412IN35 | Milagres | ML | STS_4_1_2_IN35 | Inverter |  | STS412IN35 | 200 | 246.84 | STS_4_1_2 | Milagres |  | 660
ML-STS423 | Milagres | ML | STS_4_2_3 | Substation |  | STS423 | 6800 | 8328.98 | Milagres
ML-STS423IN01 | Milagres | ML | STS_4_2_3_IN01 | Inverter |  | STS423IN01 | 200 | 244.97 | STS_4_2_3 | Milagres |  | 655
ML-STS423IN02 | Milagres | ML | STS_4_2_3_IN02 | Inverter |  | STS423IN02 | 200 | 244.97 | STS_4_2_3 | Milagres |  | 655
ML-STS423IN03 | Milagres | ML | STS_4_2_3_IN03 | Inverter |  | STS423IN03 | 200 | 244.97 | STS_4_2_3 | Milagres |  | 655
ML-STS423IN04 | Milagres | ML | STS_4_2_3_IN04 | Inverter |  | STS423IN04 | 200 | 244.97 | STS_4_2_3 | Milagres |  | 655
ML-STS423IN05 | Milagres | ML | STS_4_2_3_IN05 | Inverter |  | STS423IN05 | 200 | 244.97 | STS_4_2_3 | Milagres |  | 655
ML-STS423IN06 | Milagres | ML | STS_4_2_3_IN06 | Inverter |  | STS423IN06 | 200 | 244.97 | STS_4_2_3 | Milagres |  | 655
ML-STS423IN07 | Milagres | ML | STS_4_2_3_IN07 | Inverter |  | STS423IN07 | 200 | 244.97 | STS_4_2_3 | Milagres |  | 655
ML-STS423IN08 | Milagres | ML | STS_4_2_3_IN08 | Inverter |  | STS423IN08 | 200 | 244.97 | STS_4_2_3 | Milagres |  | 655
ML-STS423IN09 | Milagres | ML | STS_4_2_3_IN09 | Inverter |  | STS423IN09 | 200 | 244.97 | STS_4_2_3 | Milagres |  | 655
ML-STS423IN10 | Milagres | ML | STS_4_2_3_IN10 | Inverter |  | STS423IN10 | 200 | 244.97 | STS_4_2_3 | Milagres |  | 655
ML-STS423IN11 | Milagres | ML | STS_4_2_3_IN11 | Inverter |  | STS423IN11 | 200 | 244.97 | STS_4_2_3 | Milagres |  | 655
ML-STS423IN12 | Milagres | ML | STS_4_2_3_IN12 | Inverter |  | STS423IN12 | 200 | 244.97 | STS_4_2_3 | Milagres |  | 655
ML-STS423IN13 | Milagres | ML | STS_4_2_3_IN13 | Inverter |  | STS423IN13 | 200 | 244.97 | STS_4_2_3 | Milagres |  | 655
ML-STS423IN14 | Milagres | ML | STS_4_2_3_IN14 | Inverter |  | STS423IN14 | 200 | 244.97 | STS_4_2_3 | Milagres |  | 655
ML-STS423IN15 | Milagres | ML | STS_4_2_3_IN15 | Inverter |  | STS423IN15 | 200 | 244.97 | STS_4_2_3 | Milagres |  | 655
ML-STS423IN16 | Milagres | ML | STS_4_2_3_IN16 | Inverter |  | STS423IN16 | 200 | 244.97 | STS_4_2_3 | Milagres |  | 655
ML-STS423IN17 | Milagres | ML | STS_4_2_3_IN17 | Inverter |  | STS423IN17 | 200 | 244.97 | STS_4_2_3 | Milagres |  | 655
ML-STS423IN18 | Milagres | ML | STS_4_2_3_IN18 | Inverter |  | STS423IN18 | 200 | 244.97 | STS_4_2_3 | Milagres |  | 655
ML-STS423IN19 | Milagres | ML | STS_4_2_3_IN19 | Inverter |  | STS423IN19 | 200 | 244.97 | STS_4_2_3 | Milagres |  | 655
ML-STS423IN20 | Milagres | ML | STS_4_2_3_IN20 | Inverter |  | STS423IN20 | 200 | 244.97 | STS_4_2_3 | Milagres |  | 655
ML-STS423IN21 | Milagres | ML | STS_4_2_3_IN21 | Inverter |  | STS423IN21 | 200 | 244.97 | STS_4_2_3 | Milagres |  | 655
ML-STS423IN22 | Milagres | ML | STS_4_2_3_IN22 | Inverter |  | STS423IN22 | 200 | 244.97 | STS_4_2_3 | Milagres |  | 655
ML-STS423IN23 | Milagres | ML | STS_4_2_3_IN23 | Inverter |  | STS423IN23 | 200 | 244.97 | STS_4_2_3 | Milagres |  | 655
ML-STS423IN24 | Milagres | ML | STS_4_2_3_IN24 | Inverter |  | STS423IN24 | 200 | 244.97 | STS_4_2_3 | Milagres |  | 655
ML-STS423IN25 | Milagres | ML | STS_4_2_3_IN25 | Inverter |  | STS423IN25 | 200 | 244.97 | STS_4_2_3 | Milagres |  | 655
ML-STS423IN26 | Milagres | ML | STS_4_2_3_IN26 | Inverter |  | STS423IN26 | 200 | 244.97 | STS_4_2_3 | Milagres |  | 655
ML-STS423IN27 | Milagres | ML | STS_4_2_3_IN27 | Inverter |  | STS423IN27 | 200 | 244.97 | STS_4_2_3 | Milagres |  | 655
ML-STS423IN28 | Milagres | ML | STS_4_2_3_IN28 | Inverter |  | STS423IN28 | 200 | 244.97 | STS_4_2_3 | Milagres |  | 655
ML-STS423IN29 | Milagres | ML | STS_4_2_3_IN29 | Inverter |  | STS423IN29 | 200 | 244.97 | STS_4_2_3 | Milagres |  | 655
ML-STS423IN30 | Milagres | ML | STS_4_2_3_IN30 | Inverter |  | STS423IN30 | 200 | 244.97 | STS_4_2_3 | Milagres |  | 655
ML-STS423IN31 | Milagres | ML | STS_4_2_3_IN31 | Inverter |  | STS423IN31 | 200 | 244.97 | STS_4_2_3 | Milagres |  | 655
ML-STS423IN32 | Milagres | ML | STS_4_2_3_IN32 | Inverter |  | STS423IN32 | 200 | 244.97 | STS_4_2_3 | Milagres |  | 655
ML-STS423IN33 | Milagres | ML | STS_4_2_3_IN33 | Inverter |  | STS423IN33 | 200 | 244.97 | STS_4_2_3 | Milagres |  | 655
ML-STS423IN34 | Milagres | ML | STS_4_2_3_IN34 | Inverter |  | STS423IN34 | 200 | 244.97 | STS_4_2_3 | Milagres |  | 655
ML-STS424 | Milagres | ML | STS_4_2_4 | Substation |  | STS424 | 6800 | 8340.2 | Milagres
ML-STS424IN01 | Milagres | ML | STS_4_2_4_IN01 | Inverter |  | STS424IN01 | 200 | 244.97 | STS_4_2_4 | Milagres |  | 655
ML-STS424IN02 | Milagres | ML | STS_4_2_4_IN02 | Inverter |  | STS424IN02 | 200 | 244.97 | STS_4_2_4 | Milagres |  | 655
ML-STS424IN03 | Milagres | ML | STS_4_2_4_IN03 | Inverter |  | STS424IN03 | 200 | 244.97 | STS_4_2_4 | Milagres |  | 655
ML-STS424IN04 | Milagres | ML | STS_4_2_4_IN04 | Inverter |  | STS424IN04 | 200 | 244.97 | STS_4_2_4 | Milagres |  | 655
ML-STS424IN05 | Milagres | ML | STS_4_2_4_IN05 | Inverter |  | STS424IN05 | 200 | 244.97 | STS_4_2_4 | Milagres |  | 655
ML-STS424IN06 | Milagres | ML | STS_4_2_4_IN06 | Inverter |  | STS424IN06 | 200 | 244.97 | STS_4_2_4 | Milagres |  | 655
ML-STS424IN07 | Milagres | ML | STS_4_2_4_IN07 | Inverter |  | STS424IN07 | 200 | 244.97 | STS_4_2_4 | Milagres |  | 655
ML-STS424IN08 | Milagres | ML | STS_4_2_4_IN08 | Inverter |  | STS424IN08 | 200 | 244.97 | STS_4_2_4 | Milagres |  | 655
ML-STS424IN09 | Milagres | ML | STS_4_2_4_IN09 | Inverter |  | STS424IN09 | 200 | 244.97 | STS_4_2_4 | Milagres |  | 655
ML-STS424IN10 | Milagres | ML | STS_4_2_4_IN10 | Inverter |  | STS424IN10 | 200 | 244.97 | STS_4_2_4 | Milagres |  | 655
ML-STS424IN11 | Milagres | ML | STS_4_2_4_IN11 | Inverter |  | STS424IN11 | 200 | 244.97 | STS_4_2_4 | Milagres |  | 655
ML-STS424IN12 | Milagres | ML | STS_4_2_4_IN12 | Inverter |  | STS424IN12 | 200 | 244.97 | STS_4_2_4 | Milagres |  | 655
ML-STS424IN13 | Milagres | ML | STS_4_2_4_IN13 | Inverter |  | STS424IN13 | 200 | 244.97 | STS_4_2_4 | Milagres |  | 655
ML-STS424IN14 | Milagres | ML | STS_4_2_4_IN14 | Inverter |  | STS424IN14 | 200 | 244.97 | STS_4_2_4 | Milagres |  | 655
ML-STS424IN15 | Milagres | ML | STS_4_2_4_IN15 | Inverter |  | STS424IN15 | 200 | 244.97 | STS_4_2_4 | Milagres |  | 655
ML-STS424IN16 | Milagres | ML | STS_4_2_4_IN16 | Inverter |  | STS424IN16 | 200 | 244.97 | STS_4_2_4 | Milagres |  | 655
ML-STS424IN17 | Milagres | ML | STS_4_2_4_IN17 | Inverter |  | STS424IN17 | 200 | 244.97 | STS_4_2_4 | Milagres |  | 655
ML-STS424IN18 | Milagres | ML | STS_4_2_4_IN18 | Inverter |  | STS424IN18 | 200 | 244.97 | STS_4_2_4 | Milagres |  | 655
ML-STS424IN19 | Milagres | ML | STS_4_2_4_IN19 | Inverter |  | STS424IN19 | 200 | 244.97 | STS_4_2_4 | Milagres |  | 655
ML-STS424IN20 | Milagres | ML | STS_4_2_4_IN20 | Inverter |  | STS424IN20 | 200 | 244.97 | STS_4_2_4 | Milagres |  | 655
ML-STS424IN21 | Milagres | ML | STS_4_2_4_IN21 | Inverter |  | STS424IN21 | 200 | 244.97 | STS_4_2_4 | Milagres |  | 655
ML-STS424IN22 | Milagres | ML | STS_4_2_4_IN22 | Inverter |  | STS424IN22 | 200 | 244.97 | STS_4_2_4 | Milagres |  | 655
ML-STS424IN23 | Milagres | ML | STS_4_2_4_IN23 | Inverter |  | STS424IN23 | 200 | 244.97 | STS_4_2_4 | Milagres |  | 655
ML-STS424IN24 | Milagres | ML | STS_4_2_4_IN24 | Inverter |  | STS424IN24 | 200 | 244.97 | STS_4_2_4 | Milagres |  | 655
ML-STS424IN25 | Milagres | ML | STS_4_2_4_IN25 | Inverter |  | STS424IN25 | 200 | 244.97 | STS_4_2_4 | Milagres |  | 655
ML-STS424IN26 | Milagres | ML | STS_4_2_4_IN26 | Inverter |  | STS424IN26 | 200 | 244.97 | STS_4_2_4 | Milagres |  | 655
ML-STS424IN27 | Milagres | ML | STS_4_2_4_IN27 | Inverter |  | STS424IN27 | 200 | 244.97 | STS_4_2_4 | Milagres |  | 655
ML-STS424IN28 | Milagres | ML | STS_4_2_4_IN28 | Inverter |  | STS424IN28 | 200 | 244.97 | STS_4_2_4 | Milagres |  | 655
ML-STS424IN29 | Milagres | ML | STS_4_2_4_IN29 | Inverter |  | STS424IN29 | 200 | 246.84 | STS_4_2_4 | Milagres |  | 660
ML-STS424IN30 | Milagres | ML | STS_4_2_4_IN30 | Inverter |  | STS424IN30 | 200 | 246.84 | STS_4_2_4 | Milagres |  | 660
ML-STS424IN31 | Milagres | ML | STS_4_2_4_IN31 | Inverter |  | STS424IN31 | 200 | 246.84 | STS_4_2_4 | Milagres |  | 660
ML-STS424IN32 | Milagres | ML | STS_4_2_4_IN32 | Inverter |  | STS424IN32 | 200 | 246.84 | STS_4_2_4 | Milagres |  | 660
ML-STS424IN33 | Milagres | ML | STS_4_2_4_IN33 | Inverter |  | STS424IN33 | 200 | 246.84 | STS_4_2_4 | Milagres |  | 660
ML-STS424IN34 | Milagres | ML | STS_4_2_4_IN34 | Inverter |  | STS424IN34 | 200 | 246.84 | STS_4_2_4 | Milagres |  | 660
ML-STS425 | Milagres | ML | STS_4_2_5 | Substation |  | STS425 | 6800 | 8328.98 | Milagres
ML-STS425IN01 | Milagres | ML | STS_4_2_5_IN01 | Inverter |  | STS425IN01 | 200 | 244.97 | STS_4_2_5 | Milagres |  | 655
ML-STS425IN02 | Milagres | ML | STS_4_2_5_IN02 | Inverter |  | STS425IN02 | 200 | 244.97 | STS_4_2_5 | Milagres |  | 655
ML-STS425IN03 | Milagres | ML | STS_4_2_5_IN03 | Inverter |  | STS425IN03 | 200 | 244.97 | STS_4_2_5 | Milagres |  | 655
ML-STS425IN04 | Milagres | ML | STS_4_2_5_IN04 | Inverter |  | STS425IN04 | 200 | 244.97 | STS_4_2_5 | Milagres |  | 655
ML-STS425IN05 | Milagres | ML | STS_4_2_5_IN05 | Inverter |  | STS425IN05 | 200 | 244.97 | STS_4_2_5 | Milagres |  | 655
ML-STS425IN06 | Milagres | ML | STS_4_2_5_IN06 | Inverter |  | STS425IN06 | 200 | 244.97 | STS_4_2_5 | Milagres |  | 655
ML-STS425IN07 | Milagres | ML | STS_4_2_5_IN07 | Inverter |  | STS425IN07 | 200 | 244.97 | STS_4_2_5 | Milagres |  | 655
ML-STS425IN08 | Milagres | ML | STS_4_2_5_IN08 | Inverter |  | STS425IN08 | 200 | 244.97 | STS_4_2_5 | Milagres |  | 655
ML-STS425IN09 | Milagres | ML | STS_4_2_5_IN09 | Inverter |  | STS425IN09 | 200 | 244.97 | STS_4_2_5 | Milagres |  | 655
ML-STS425IN10 | Milagres | ML | STS_4_2_5_IN10 | Inverter |  | STS425IN10 | 200 | 244.97 | STS_4_2_5 | Milagres |  | 655
ML-STS425IN11 | Milagres | ML | STS_4_2_5_IN11 | Inverter |  | STS425IN11 | 200 | 244.97 | STS_4_2_5 | Milagres |  | 655
ML-STS425IN12 | Milagres | ML | STS_4_2_5_IN12 | Inverter |  | STS425IN12 | 200 | 244.97 | STS_4_2_5 | Milagres |  | 655
ML-STS425IN13 | Milagres | ML | STS_4_2_5_IN13 | Inverter |  | STS425IN13 | 200 | 244.97 | STS_4_2_5 | Milagres |  | 655
ML-STS425IN14 | Milagres | ML | STS_4_2_5_IN14 | Inverter |  | STS425IN14 | 200 | 244.97 | STS_4_2_5 | Milagres |  | 655
ML-STS425IN15 | Milagres | ML | STS_4_2_5_IN15 | Inverter |  | STS425IN15 | 200 | 244.97 | STS_4_2_5 | Milagres |  | 655
ML-STS425IN16 | Milagres | ML | STS_4_2_5_IN16 | Inverter |  | STS425IN16 | 200 | 244.97 | STS_4_2_5 | Milagres |  | 655
ML-STS425IN17 | Milagres | ML | STS_4_2_5_IN17 | Inverter |  | STS425IN17 | 200 | 244.97 | STS_4_2_5 | Milagres |  | 655
ML-STS425IN18 | Milagres | ML | STS_4_2_5_IN18 | Inverter |  | STS425IN18 | 200 | 244.97 | STS_4_2_5 | Milagres |  | 655
ML-STS425IN19 | Milagres | ML | STS_4_2_5_IN19 | Inverter |  | STS425IN19 | 200 | 244.97 | STS_4_2_5 | Milagres |  | 655
ML-STS425IN20 | Milagres | ML | STS_4_2_5_IN20 | Inverter |  | STS425IN20 | 200 | 244.97 | STS_4_2_5 | Milagres |  | 655
ML-STS425IN21 | Milagres | ML | STS_4_2_5_IN21 | Inverter |  | STS425IN21 | 200 | 244.97 | STS_4_2_5 | Milagres |  | 655
ML-STS425IN22 | Milagres | ML | STS_4_2_5_IN22 | Inverter |  | STS425IN22 | 200 | 244.97 | STS_4_2_5 | Milagres |  | 655
ML-STS425IN23 | Milagres | ML | STS_4_2_5_IN23 | Inverter |  | STS425IN23 | 200 | 244.97 | STS_4_2_5 | Milagres |  | 655
ML-STS425IN24 | Milagres | ML | STS_4_2_5_IN24 | Inverter |  | STS425IN24 | 200 | 244.97 | STS_4_2_5 | Milagres |  | 655
ML-STS425IN25 | Milagres | ML | STS_4_2_5_IN25 | Inverter |  | STS425IN25 | 200 | 244.97 | STS_4_2_5 | Milagres |  | 655
ML-STS425IN26 | Milagres | ML | STS_4_2_5_IN26 | Inverter |  | STS425IN26 | 200 | 244.97 | STS_4_2_5 | Milagres |  | 655
ML-STS425IN27 | Milagres | ML | STS_4_2_5_IN27 | Inverter |  | STS425IN27 | 200 | 244.97 | STS_4_2_5 | Milagres |  | 655
ML-STS425IN28 | Milagres | ML | STS_4_2_5_IN28 | Inverter |  | STS425IN28 | 200 | 244.97 | STS_4_2_5 | Milagres |  | 655
ML-STS425IN29 | Milagres | ML | STS_4_2_5_IN29 | Inverter |  | STS425IN29 | 200 | 244.97 | STS_4_2_5 | Milagres |  | 655
ML-STS425IN30 | Milagres | ML | STS_4_2_5_IN30 | Inverter |  | STS425IN30 | 200 | 244.97 | STS_4_2_5 | Milagres |  | 655
ML-STS425IN31 | Milagres | ML | STS_4_2_5_IN31 | Inverter |  | STS425IN31 | 200 | 244.97 | STS_4_2_5 | Milagres |  | 655
ML-STS425IN32 | Milagres | ML | STS_4_2_5_IN32 | Inverter |  | STS425IN32 | 200 | 244.97 | STS_4_2_5 | Milagres |  | 655
ML-STS425IN33 | Milagres | ML | STS_4_2_5_IN33 | Inverter |  | STS425IN33 | 200 | 244.97 | STS_4_2_5 | Milagres |  | 655
ML-STS425IN34 | Milagres | ML | STS_4_2_5_IN34 | Inverter |  | STS425IN34 | 200 | 244.97 | STS_4_2_5 | Milagres |  | 655
ML-STS511 | Milagres | ML | STS_5_1_1 | Substation |  | STS511 | 7000 | 8573.95 | Milagres
ML-STS511IN01 | Milagres | ML | STS_5_1_1_IN01 | Inverter |  | STS511IN01 | 200 | 244.97 | STS_5_1_1 | Milagres |  | 655
ML-STS511IN02 | Milagres | ML | STS_5_1_1_IN02 | Inverter |  | STS511IN02 | 200 | 244.97 | STS_5_1_1 | Milagres |  | 655
ML-STS511IN03 | Milagres | ML | STS_5_1_1_IN03 | Inverter |  | STS511IN03 | 200 | 244.97 | STS_5_1_1 | Milagres |  | 655
ML-STS511IN04 | Milagres | ML | STS_5_1_1_IN04 | Inverter |  | STS511IN04 | 200 | 244.97 | STS_5_1_1 | Milagres |  | 655
ML-STS511IN05 | Milagres | ML | STS_5_1_1_IN05 | Inverter |  | STS511IN05 | 200 | 244.97 | STS_5_1_1 | Milagres |  | 655
ML-STS511IN06 | Milagres | ML | STS_5_1_1_IN06 | Inverter |  | STS511IN06 | 200 | 244.97 | STS_5_1_1 | Milagres |  | 655
ML-STS511IN07 | Milagres | ML | STS_5_1_1_IN07 | Inverter |  | STS511IN07 | 200 | 244.97 | STS_5_1_1 | Milagres |  | 655
ML-STS511IN08 | Milagres | ML | STS_5_1_1_IN08 | Inverter |  | STS511IN08 | 200 | 244.97 | STS_5_1_1 | Milagres |  | 655
ML-STS511IN09 | Milagres | ML | STS_5_1_1_IN09 | Inverter |  | STS511IN09 | 200 | 244.97 | STS_5_1_1 | Milagres |  | 655
ML-STS511IN10 | Milagres | ML | STS_5_1_1_IN10 | Inverter |  | STS511IN10 | 200 | 244.97 | STS_5_1_1 | Milagres |  | 655
ML-STS511IN11 | Milagres | ML | STS_5_1_1_IN11 | Inverter |  | STS511IN11 | 200 | 244.97 | STS_5_1_1 | Milagres |  | 655
ML-STS511IN12 | Milagres | ML | STS_5_1_1_IN12 | Inverter |  | STS511IN12 | 200 | 244.97 | STS_5_1_1 | Milagres |  | 655
ML-STS511IN13 | Milagres | ML | STS_5_1_1_IN13 | Inverter |  | STS511IN13 | 200 | 244.97 | STS_5_1_1 | Milagres |  | 655
ML-STS511IN14 | Milagres | ML | STS_5_1_1_IN14 | Inverter |  | STS511IN14 | 200 | 244.97 | STS_5_1_1 | Milagres |  | 655
ML-STS511IN15 | Milagres | ML | STS_5_1_1_IN15 | Inverter |  | STS511IN15 | 200 | 244.97 | STS_5_1_1 | Milagres |  | 655
ML-STS511IN16 | Milagres | ML | STS_5_1_1_IN16 | Inverter |  | STS511IN16 | 200 | 244.97 | STS_5_1_1 | Milagres |  | 655
ML-STS511IN17 | Milagres | ML | STS_5_1_1_IN17 | Inverter |  | STS511IN17 | 200 | 244.97 | STS_5_1_1 | Milagres |  | 655
ML-STS511IN18 | Milagres | ML | STS_5_1_1_IN18 | Inverter |  | STS511IN18 | 200 | 244.97 | STS_5_1_1 | Milagres |  | 655
ML-STS511IN19 | Milagres | ML | STS_5_1_1_IN19 | Inverter |  | STS511IN19 | 200 | 244.97 | STS_5_1_1 | Milagres |  | 655
ML-STS511IN20 | Milagres | ML | STS_5_1_1_IN20 | Inverter |  | STS511IN20 | 200 | 244.97 | STS_5_1_1 | Milagres |  | 655
ML-STS511IN21 | Milagres | ML | STS_5_1_1_IN21 | Inverter |  | STS511IN21 | 200 | 244.97 | STS_5_1_1 | Milagres |  | 655
ML-STS511IN22 | Milagres | ML | STS_5_1_1_IN22 | Inverter |  | STS511IN22 | 200 | 244.97 | STS_5_1_1 | Milagres |  | 655
ML-STS511IN23 | Milagres | ML | STS_5_1_1_IN23 | Inverter |  | STS511IN23 | 200 | 244.97 | STS_5_1_1 | Milagres |  | 655
ML-STS511IN24 | Milagres | ML | STS_5_1_1_IN24 | Inverter |  | STS511IN24 | 200 | 244.97 | STS_5_1_1 | Milagres |  | 655
ML-STS511IN25 | Milagres | ML | STS_5_1_1_IN25 | Inverter |  | STS511IN25 | 200 | 244.97 | STS_5_1_1 | Milagres |  | 655
ML-STS511IN26 | Milagres | ML | STS_5_1_1_IN26 | Inverter |  | STS511IN26 | 200 | 244.97 | STS_5_1_1 | Milagres |  | 655
ML-STS511IN27 | Milagres | ML | STS_5_1_1_IN27 | Inverter |  | STS511IN27 | 200 | 244.97 | STS_5_1_1 | Milagres |  | 655
ML-STS511IN28 | Milagres | ML | STS_5_1_1_IN28 | Inverter |  | STS511IN28 | 200 | 244.97 | STS_5_1_1 | Milagres |  | 655
ML-STS511IN29 | Milagres | ML | STS_5_1_1_IN29 | Inverter |  | STS511IN29 | 200 | 244.97 | STS_5_1_1 | Milagres |  | 655
ML-STS511IN30 | Milagres | ML | STS_5_1_1_IN30 | Inverter |  | STS511IN30 | 200 | 244.97 | STS_5_1_1 | Milagres |  | 655
ML-STS511IN31 | Milagres | ML | STS_5_1_1_IN31 | Inverter |  | STS511IN31 | 200 | 244.97 | STS_5_1_1 | Milagres |  | 655
ML-STS511IN32 | Milagres | ML | STS_5_1_1_IN32 | Inverter |  | STS511IN32 | 200 | 244.97 | STS_5_1_1 | Milagres |  | 655
ML-STS511IN33 | Milagres | ML | STS_5_1_1_IN33 | Inverter |  | STS511IN33 | 200 | 244.97 | STS_5_1_1 | Milagres |  | 655
ML-STS511IN34 | Milagres | ML | STS_5_1_1_IN34 | Inverter |  | STS511IN34 | 200 | 244.97 | STS_5_1_1 | Milagres |  | 655
ML-STS512 | Milagres | ML | STS_5_1_2 | Substation |  | STS512 | 7000 | 8639.4 | Milagres
ML-STS512IN01 | Milagres | ML | STS_5_1_2_IN01 | Inverter |  | STS512IN01 | 200 | 246.84 | STS_5_1_2 | Milagres |  | 660
ML-STS512IN02 | Milagres | ML | STS_5_1_2_IN02 | Inverter |  | STS512IN02 | 200 | 246.84 | STS_5_1_2 | Milagres |  | 660
ML-STS512IN03 | Milagres | ML | STS_5_1_2_IN03 | Inverter |  | STS512IN03 | 200 | 246.84 | STS_5_1_2 | Milagres |  | 660
ML-STS512IN04 | Milagres | ML | STS_5_1_2_IN04 | Inverter |  | STS512IN04 | 200 | 246.84 | STS_5_1_2 | Milagres |  | 660
ML-STS512IN05 | Milagres | ML | STS_5_1_2_IN05 | Inverter |  | STS512IN05 | 200 | 246.84 | STS_5_1_2 | Milagres |  | 660
ML-STS512IN06 | Milagres | ML | STS_5_1_2_IN06 | Inverter |  | STS512IN06 | 200 | 246.84 | STS_5_1_2 | Milagres |  | 660
ML-STS512IN07 | Milagres | ML | STS_5_1_2_IN07 | Inverter |  | STS512IN07 | 200 | 246.84 | STS_5_1_2 | Milagres |  | 660
ML-STS512IN08 | Milagres | ML | STS_5_1_2_IN08 | Inverter |  | STS512IN08 | 200 | 246.84 | STS_5_1_2 | Milagres |  | 660
ML-STS512IN09 | Milagres | ML | STS_5_1_2_IN09 | Inverter |  | STS512IN09 | 200 | 246.84 | STS_5_1_2 | Milagres |  | 660
ML-STS512IN10 | Milagres | ML | STS_5_1_2_IN10 | Inverter |  | STS512IN10 | 200 | 246.84 | STS_5_1_2 | Milagres |  | 660
ML-STS512IN11 | Milagres | ML | STS_5_1_2_IN11 | Inverter |  | STS512IN11 | 200 | 246.84 | STS_5_1_2 | Milagres |  | 660
ML-STS512IN12 | Milagres | ML | STS_5_1_2_IN12 | Inverter |  | STS512IN12 | 200 | 246.84 | STS_5_1_2 | Milagres |  | 660
ML-STS512IN13 | Milagres | ML | STS_5_1_2_IN13 | Inverter |  | STS512IN13 | 200 | 246.84 | STS_5_1_2 | Milagres |  | 660
ML-STS512IN14 | Milagres | ML | STS_5_1_2_IN14 | Inverter |  | STS512IN14 | 200 | 246.84 | STS_5_1_2 | Milagres |  | 660
ML-STS512IN15 | Milagres | ML | STS_5_1_2_IN15 | Inverter |  | STS512IN15 | 200 | 246.84 | STS_5_1_2 | Milagres |  | 660
ML-STS512IN16 | Milagres | ML | STS_5_1_2_IN16 | Inverter |  | STS512IN16 | 200 | 246.84 | STS_5_1_2 | Milagres |  | 660
ML-STS512IN17 | Milagres | ML | STS_5_1_2_IN17 | Inverter |  | STS512IN17 | 200 | 246.84 | STS_5_1_2 | Milagres |  | 660
ML-STS512IN18 | Milagres | ML | STS_5_1_2_IN18 | Inverter |  | STS512IN18 | 200 | 246.84 | STS_5_1_2 | Milagres |  | 660
ML-STS512IN19 | Milagres | ML | STS_5_1_2_IN19 | Inverter |  | STS512IN19 | 200 | 246.84 | STS_5_1_2 | Milagres |  | 660
ML-STS512IN20 | Milagres | ML | STS_5_1_2_IN20 | Inverter |  | STS512IN20 | 200 | 246.84 | STS_5_1_2 | Milagres |  | 660
ML-STS512IN21 | Milagres | ML | STS_5_1_2_IN21 | Inverter |  | STS512IN21 | 200 | 246.84 | STS_5_1_2 | Milagres |  | 660
ML-STS512IN22 | Milagres | ML | STS_5_1_2_IN22 | Inverter |  | STS512IN22 | 200 | 246.84 | STS_5_1_2 | Milagres |  | 660
ML-STS512IN23 | Milagres | ML | STS_5_1_2_IN23 | Inverter |  | STS512IN23 | 200 | 246.84 | STS_5_1_2 | Milagres |  | 660
ML-STS512IN24 | Milagres | ML | STS_5_1_2_IN24 | Inverter |  | STS512IN24 | 200 | 246.84 | STS_5_1_2 | Milagres |  | 660
ML-STS512IN25 | Milagres | ML | STS_5_1_2_IN25 | Inverter |  | STS512IN25 | 200 | 246.84 | STS_5_1_2 | Milagres |  | 660
ML-STS512IN26 | Milagres | ML | STS_5_1_2_IN26 | Inverter |  | STS512IN26 | 200 | 246.84 | STS_5_1_2 | Milagres |  | 660
ML-STS512IN27 | Milagres | ML | STS_5_1_2_IN27 | Inverter |  | STS512IN27 | 200 | 246.84 | STS_5_1_2 | Milagres |  | 660
ML-STS512IN28 | Milagres | ML | STS_5_1_2_IN28 | Inverter |  | STS512IN28 | 200 | 246.84 | STS_5_1_2 | Milagres |  | 660
ML-STS512IN29 | Milagres | ML | STS_5_1_2_IN29 | Inverter |  | STS512IN29 | 200 | 246.84 | STS_5_1_2 | Milagres |  | 660
ML-STS512IN30 | Milagres | ML | STS_5_1_2_IN30 | Inverter |  | STS512IN30 | 200 | 246.84 | STS_5_1_2 | Milagres |  | 660
ML-STS512IN31 | Milagres | ML | STS_5_1_2_IN31 | Inverter |  | STS512IN31 | 200 | 246.84 | STS_5_1_2 | Milagres |  | 660
ML-STS512IN32 | Milagres | ML | STS_5_1_2_IN32 | Inverter |  | STS512IN32 | 200 | 246.84 | STS_5_1_2 | Milagres |  | 660
ML-STS512IN33 | Milagres | ML | STS_5_1_2_IN33 | Inverter |  | STS512IN33 | 200 | 246.84 | STS_5_1_2 | Milagres |  | 660
ML-STS512IN34 | Milagres | ML | STS_5_1_2_IN34 | Inverter |  | STS512IN34 | 200 | 246.84 | STS_5_1_2 | Milagres |  | 660
ML-STS523 | Milagres | ML | STS_5_2_3 | Substation |  | STS523 | 6800 | 8340.2 | Milagres
ML-STS523IN01 | Milagres | ML | STS_5_2_3_IN01 | Inverter |  | STS523IN01 | 200 | 244.97 | STS_5_2_3 | Milagres |  | 655
ML-STS523IN02 | Milagres | ML | STS_5_2_3_IN02 | Inverter |  | STS523IN02 | 200 | 244.97 | STS_5_2_3 | Milagres |  | 655
ML-STS523IN03 | Milagres | ML | STS_5_2_3_IN03 | Inverter |  | STS523IN03 | 200 | 244.97 | STS_5_2_3 | Milagres |  | 655
ML-STS523IN04 | Milagres | ML | STS_5_2_3_IN04 | Inverter |  | STS523IN04 | 200 | 244.97 | STS_5_2_3 | Milagres |  | 655
ML-STS523IN05 | Milagres | ML | STS_5_2_3_IN05 | Inverter |  | STS523IN05 | 200 | 244.97 | STS_5_2_3 | Milagres |  | 655
ML-STS523IN06 | Milagres | ML | STS_5_2_3_IN06 | Inverter |  | STS523IN06 | 200 | 244.97 | STS_5_2_3 | Milagres |  | 655
ML-STS523IN07 | Milagres | ML | STS_5_2_3_IN07 | Inverter |  | STS523IN07 | 200 | 244.97 | STS_5_2_3 | Milagres |  | 655
ML-STS523IN08 | Milagres | ML | STS_5_2_3_IN08 | Inverter |  | STS523IN08 | 200 | 244.97 | STS_5_2_3 | Milagres |  | 655
ML-STS523IN09 | Milagres | ML | STS_5_2_3_IN09 | Inverter |  | STS523IN09 | 200 | 244.97 | STS_5_2_3 | Milagres |  | 655
ML-STS523IN10 | Milagres | ML | STS_5_2_3_IN10 | Inverter |  | STS523IN10 | 200 | 244.97 | STS_5_2_3 | Milagres |  | 655
ML-STS523IN11 | Milagres | ML | STS_5_2_3_IN11 | Inverter |  | STS523IN11 | 200 | 244.97 | STS_5_2_3 | Milagres |  | 655
ML-STS523IN12 | Milagres | ML | STS_5_2_3_IN12 | Inverter |  | STS523IN12 | 200 | 244.97 | STS_5_2_3 | Milagres |  | 655
ML-STS523IN13 | Milagres | ML | STS_5_2_3_IN13 | Inverter |  | STS523IN13 | 200 | 244.97 | STS_5_2_3 | Milagres |  | 655
ML-STS523IN14 | Milagres | ML | STS_5_2_3_IN14 | Inverter |  | STS523IN14 | 200 | 244.97 | STS_5_2_3 | Milagres |  | 655
ML-STS523IN15 | Milagres | ML | STS_5_2_3_IN15 | Inverter |  | STS523IN15 | 200 | 244.97 | STS_5_2_3 | Milagres |  | 655
ML-STS523IN16 | Milagres | ML | STS_5_2_3_IN16 | Inverter |  | STS523IN16 | 200 | 244.97 | STS_5_2_3 | Milagres |  | 655
ML-STS523IN17 | Milagres | ML | STS_5_2_3_IN17 | Inverter |  | STS523IN17 | 200 | 244.97 | STS_5_2_3 | Milagres |  | 655
ML-STS523IN18 | Milagres | ML | STS_5_2_3_IN18 | Inverter |  | STS523IN18 | 200 | 244.97 | STS_5_2_3 | Milagres |  | 655
ML-STS523IN19 | Milagres | ML | STS_5_2_3_IN19 | Inverter |  | STS523IN19 | 200 | 244.97 | STS_5_2_3 | Milagres |  | 655
ML-STS523IN20 | Milagres | ML | STS_5_2_3_IN20 | Inverter |  | STS523IN20 | 200 | 244.97 | STS_5_2_3 | Milagres |  | 655
ML-STS523IN21 | Milagres | ML | STS_5_2_3_IN21 | Inverter |  | STS523IN21 | 200 | 246.84 | STS_5_2_3 | Milagres |  | 660
ML-STS523IN22 | Milagres | ML | STS_5_2_3_IN22 | Inverter |  | STS523IN22 | 200 | 246.84 | STS_5_2_3 | Milagres |  | 660
ML-STS523IN23 | Milagres | ML | STS_5_2_3_IN23 | Inverter |  | STS523IN23 | 200 | 246.84 | STS_5_2_3 | Milagres |  | 660
ML-STS523IN24 | Milagres | ML | STS_5_2_3_IN24 | Inverter |  | STS523IN24 | 200 | 246.84 | STS_5_2_3 | Milagres |  | 660
ML-STS523IN25 | Milagres | ML | STS_5_2_3_IN25 | Inverter |  | STS523IN25 | 200 | 244.97 | STS_5_2_3 | Milagres |  | 655
ML-STS523IN26 | Milagres | ML | STS_5_2_3_IN26 | Inverter |  | STS523IN26 | 200 | 244.97 | STS_5_2_3 | Milagres |  | 655
ML-STS523IN27 | Milagres | ML | STS_5_2_3_IN27 | Inverter |  | STS523IN27 | 200 | 244.97 | STS_5_2_3 | Milagres |  | 655
ML-STS523IN28 | Milagres | ML | STS_5_2_3_IN28 | Inverter |  | STS523IN28 | 200 | 244.97 | STS_5_2_3 | Milagres |  | 655
ML-STS523IN29 | Milagres | ML | STS_5_2_3_IN29 | Inverter |  | STS523IN29 | 200 | 246.84 | STS_5_2_3 | Milagres |  | 660
ML-STS523IN30 | Milagres | ML | STS_5_2_3_IN30 | Inverter |  | STS523IN30 | 200 | 246.84 | STS_5_2_3 | Milagres |  | 660
ML-STS523IN31 | Milagres | ML | STS_5_2_3_IN31 | Inverter |  | STS523IN31 | 200 | 244.97 | STS_5_2_3 | Milagres |  | 655
ML-STS523IN32 | Milagres | ML | STS_5_2_3_IN32 | Inverter |  | STS523IN32 | 200 | 244.97 | STS_5_2_3 | Milagres |  | 655
ML-STS523IN33 | Milagres | ML | STS_5_2_3_IN33 | Inverter |  | STS523IN33 | 200 | 244.97 | STS_5_2_3 | Milagres |  | 655
ML-STS523IN34 | Milagres | ML | STS_5_2_3_IN34 | Inverter |  | STS523IN34 | 200 | 244.97 | STS_5_2_3 | Milagres |  | 655
ML-STS523IN35 | Milagres | ML | STS_5_2_3_IN35 | Inverter |  | STS523IN35 | 200 | 244.97 | STS_5_1_1 | Milagres |  | 655
ML-STS524 | Milagres | ML | STS_5_2_4 | Substation |  | STS524 | 6800 | 8392.56 | Milagres
ML-STS524IN01 | Milagres | ML | STS_5_2_4_IN01 | Inverter |  | STS524IN01 | 200 | 246.84 | STS_5_2_4 | Milagres |  | 660
ML-STS524IN02 | Milagres | ML | STS_5_2_4_IN02 | Inverter |  | STS524IN02 | 200 | 246.84 | STS_5_2_4 | Milagres |  | 660
ML-STS524IN03 | Milagres | ML | STS_5_2_4_IN03 | Inverter |  | STS524IN03 | 200 | 246.84 | STS_5_2_4 | Milagres |  | 660
ML-STS524IN04 | Milagres | ML | STS_5_2_4_IN04 | Inverter |  | STS524IN04 | 200 | 246.84 | STS_5_2_4 | Milagres |  | 660
ML-STS524IN05 | Milagres | ML | STS_5_2_4_IN05 | Inverter |  | STS524IN05 | 200 | 246.84 | STS_5_2_4 | Milagres |  | 660
ML-STS524IN06 | Milagres | ML | STS_5_2_4_IN06 | Inverter |  | STS524IN06 | 200 | 246.84 | STS_5_2_4 | Milagres |  | 660
ML-STS524IN07 | Milagres | ML | STS_5_2_4_IN07 | Inverter |  | STS524IN07 | 200 | 246.84 | STS_5_2_4 | Milagres |  | 660
ML-STS524IN08 | Milagres | ML | STS_5_2_4_IN08 | Inverter |  | STS524IN08 | 200 | 246.84 | STS_5_2_4 | Milagres |  | 660
ML-STS524IN09 | Milagres | ML | STS_5_2_4_IN09 | Inverter |  | STS524IN09 | 200 | 246.84 | STS_5_2_4 | Milagres |  | 660
ML-STS524IN10 | Milagres | ML | STS_5_2_4_IN10 | Inverter |  | STS524IN10 | 200 | 246.84 | STS_5_2_4 | Milagres |  | 660
ML-STS524IN11 | Milagres | ML | STS_5_2_4_IN11 | Inverter |  | STS524IN11 | 200 | 246.84 | STS_5_2_4 | Milagres |  | 660
ML-STS524IN12 | Milagres | ML | STS_5_2_4_IN12 | Inverter |  | STS524IN12 | 200 | 246.84 | STS_5_2_4 | Milagres |  | 660
ML-STS524IN13 | Milagres | ML | STS_5_2_4_IN13 | Inverter |  | STS524IN13 | 200 | 246.84 | STS_5_2_4 | Milagres |  | 660
ML-STS524IN14 | Milagres | ML | STS_5_2_4_IN14 | Inverter |  | STS524IN14 | 200 | 246.84 | STS_5_2_4 | Milagres |  | 660
ML-STS524IN15 | Milagres | ML | STS_5_2_4_IN15 | Inverter |  | STS524IN15 | 200 | 246.84 | STS_5_2_4 | Milagres |  | 660
ML-STS524IN16 | Milagres | ML | STS_5_2_4_IN16 | Inverter |  | STS524IN16 | 200 | 246.84 | STS_5_2_4 | Milagres |  | 660
ML-STS524IN17 | Milagres | ML | STS_5_2_4_IN17 | Inverter |  | STS524IN17 | 200 | 246.84 | STS_5_2_4 | Milagres |  | 660
ML-STS524IN18 | Milagres | ML | STS_5_2_4_IN18 | Inverter |  | STS524IN18 | 200 | 246.84 | STS_5_2_4 | Milagres |  | 660
ML-STS524IN19 | Milagres | ML | STS_5_2_4_IN19 | Inverter |  | STS524IN19 | 200 | 246.84 | STS_5_2_4 | Milagres |  | 660
ML-STS524IN20 | Milagres | ML | STS_5_2_4_IN20 | Inverter |  | STS524IN20 | 200 | 246.84 | STS_5_2_4 | Milagres |  | 660
ML-STS524IN21 | Milagres | ML | STS_5_2_4_IN21 | Inverter |  | STS524IN21 | 200 | 246.84 | STS_5_2_4 | Milagres |  | 660
ML-STS524IN22 | Milagres | ML | STS_5_2_4_IN22 | Inverter |  | STS524IN22 | 200 | 246.84 | STS_5_2_4 | Milagres |  | 660
ML-STS524IN23 | Milagres | ML | STS_5_2_4_IN23 | Inverter |  | STS524IN23 | 200 | 246.84 | STS_5_2_4 | Milagres |  | 660
ML-STS524IN24 | Milagres | ML | STS_5_2_4_IN24 | Inverter |  | STS524IN24 | 200 | 246.84 | STS_5_2_4 | Milagres |  | 660
ML-STS524IN25 | Milagres | ML | STS_5_2_4_IN25 | Inverter |  | STS524IN25 | 200 | 246.84 | STS_5_2_4 | Milagres |  | 660
ML-STS524IN26 | Milagres | ML | STS_5_2_4_IN26 | Inverter |  | STS524IN26 | 200 | 246.84 | STS_5_2_4 | Milagres |  | 660
ML-STS524IN27 | Milagres | ML | STS_5_2_4_IN27 | Inverter |  | STS524IN27 | 200 | 246.84 | STS_5_2_4 | Milagres |  | 660
ML-STS524IN28 | Milagres | ML | STS_5_2_4_IN28 | Inverter |  | STS524IN28 | 200 | 246.84 | STS_5_2_4 | Milagres |  | 660
ML-STS524IN29 | Milagres | ML | STS_5_2_4_IN29 | Inverter |  | STS524IN29 | 200 | 246.84 | STS_5_2_4 | Milagres |  | 660
ML-STS524IN30 | Milagres | ML | STS_5_2_4_IN30 | Inverter |  | STS524IN30 | 200 | 246.84 | STS_5_2_4 | Milagres |  | 660
ML-STS524IN31 | Milagres | ML | STS_5_2_4_IN31 | Inverter |  | STS524IN31 | 200 | 246.84 | STS_5_2_4 | Milagres |  | 660
ML-STS524IN32 | Milagres | ML | STS_5_2_4_IN32 | Inverter |  | STS524IN32 | 200 | 246.84 | STS_5_2_4 | Milagres |  | 660
ML-STS524IN33 | Milagres | ML | STS_5_2_4_IN33 | Inverter |  | STS524IN33 | 200 | 246.84 | STS_5_2_4 | Milagres |  | 660
ML-STS524IN34 | Milagres | ML | STS_5_2_4_IN34 | Inverter |  | STS524IN34 | 200 | 246.84 | STS_5_2_4 | Milagres |  | 660
ML-STS525 | Milagres | ML | STS_5_2_5 | Substation |  | STS525 | 6800 | 8392.56 | Milagres
ML-STS525IN01 | Milagres | ML | STS_5_2_5_IN01 | Inverter |  | STS525IN01 | 200 | 246.84 | STS_5_2_5 | Milagres |  | 660
ML-STS525IN02 | Milagres | ML | STS_5_2_5_IN02 | Inverter |  | STS525IN02 | 200 | 246.84 | STS_5_2_5 | Milagres |  | 660
ML-STS525IN03 | Milagres | ML | STS_5_2_5_IN03 | Inverter |  | STS525IN03 | 200 | 246.84 | STS_5_2_5 | Milagres |  | 660
ML-STS525IN04 | Milagres | ML | STS_5_2_5_IN04 | Inverter |  | STS525IN04 | 200 | 246.84 | STS_5_2_5 | Milagres |  | 660
ML-STS525IN05 | Milagres | ML | STS_5_2_5_IN05 | Inverter |  | STS525IN05 | 200 | 246.84 | STS_5_2_5 | Milagres |  | 660
ML-STS525IN06 | Milagres | ML | STS_5_2_5_IN06 | Inverter |  | STS525IN06 | 200 | 246.84 | STS_5_2_5 | Milagres |  | 660
ML-STS525IN07 | Milagres | ML | STS_5_2_5_IN07 | Inverter |  | STS525IN07 | 200 | 246.84 | STS_5_2_5 | Milagres |  | 660
ML-STS525IN08 | Milagres | ML | STS_5_2_5_IN08 | Inverter |  | STS525IN08 | 200 | 246.84 | STS_5_2_5 | Milagres |  | 660
ML-STS525IN09 | Milagres | ML | STS_5_2_5_IN09 | Inverter |  | STS525IN09 | 200 | 246.84 | STS_5_2_5 | Milagres |  | 660
ML-STS525IN10 | Milagres | ML | STS_5_2_5_IN10 | Inverter |  | STS525IN10 | 200 | 246.84 | STS_5_2_5 | Milagres |  | 660
ML-STS525IN11 | Milagres | ML | STS_5_2_5_IN11 | Inverter |  | STS525IN11 | 200 | 246.84 | STS_5_2_5 | Milagres |  | 660
ML-STS525IN12 | Milagres | ML | STS_5_2_5_IN12 | Inverter |  | STS525IN12 | 200 | 246.84 | STS_5_2_5 | Milagres |  | 660
ML-STS525IN13 | Milagres | ML | STS_5_2_5_IN13 | Inverter |  | STS525IN13 | 200 | 246.84 | STS_5_2_5 | Milagres |  | 660
ML-STS525IN14 | Milagres | ML | STS_5_2_5_IN14 | Inverter |  | STS525IN14 | 200 | 246.84 | STS_5_2_5 | Milagres |  | 660
ML-STS525IN15 | Milagres | ML | STS_5_2_5_IN15 | Inverter |  | STS525IN15 | 200 | 246.84 | STS_5_2_5 | Milagres |  | 660
ML-STS525IN16 | Milagres | ML | STS_5_2_5_IN16 | Inverter |  | STS525IN16 | 200 | 246.84 | STS_5_2_5 | Milagres |  | 660
ML-STS525IN17 | Milagres | ML | STS_5_2_5_IN17 | Inverter |  | STS525IN17 | 200 | 246.84 | STS_5_2_5 | Milagres |  | 660
ML-STS525IN18 | Milagres | ML | STS_5_2_5_IN18 | Inverter |  | STS525IN18 | 200 | 246.84 | STS_5_2_5 | Milagres |  | 660
ML-STS525IN19 | Milagres | ML | STS_5_2_5_IN19 | Inverter |  | STS525IN19 | 200 | 246.84 | STS_5_2_5 | Milagres |  | 660
ML-STS525IN20 | Milagres | ML | STS_5_2_5_IN20 | Inverter |  | STS525IN20 | 200 | 246.84 | STS_5_2_5 | Milagres |  | 660
ML-STS525IN21 | Milagres | ML | STS_5_2_5_IN21 | Inverter |  | STS525IN21 | 200 | 246.84 | STS_5_2_5 | Milagres |  | 660
ML-STS525IN22 | Milagres | ML | STS_5_2_5_IN22 | Inverter |  | STS525IN22 | 200 | 246.84 | STS_5_2_5 | Milagres |  | 660
ML-STS525IN23 | Milagres | ML | STS_5_2_5_IN23 | Inverter |  | STS525IN23 | 200 | 246.84 | STS_5_2_5 | Milagres |  | 660
ML-STS525IN24 | Milagres | ML | STS_5_2_5_IN24 | Inverter |  | STS525IN24 | 200 | 246.84 | STS_5_2_5 | Milagres |  | 660
ML-STS525IN25 | Milagres | ML | STS_5_2_5_IN25 | Inverter |  | STS525IN25 | 200 | 246.84 | STS_5_2_5 | Milagres |  | 660
ML-STS525IN26 | Milagres | ML | STS_5_2_5_IN26 | Inverter |  | STS525IN26 | 200 | 246.84 | STS_5_2_5 | Milagres |  | 660
ML-STS525IN27 | Milagres | ML | STS_5_2_5_IN27 | Inverter |  | STS525IN27 | 200 | 246.84 | STS_5_2_5 | Milagres |  | 660
ML-STS525IN28 | Milagres | ML | STS_5_2_5_IN28 | Inverter |  | STS525IN28 | 200 | 246.84 | STS_5_2_5 | Milagres |  | 660
ML-STS525IN29 | Milagres | ML | STS_5_2_5_IN29 | Inverter |  | STS525IN29 | 200 | 246.84 | STS_5_2_5 | Milagres |  | 660
ML-STS525IN30 | Milagres | ML | STS_5_2_5_IN30 | Inverter |  | STS525IN30 | 200 | 246.84 | STS_5_2_5 | Milagres |  | 660
ML-STS525IN31 | Milagres | ML | STS_5_2_5_IN31 | Inverter |  | STS525IN31 | 200 | 246.84 | STS_5_2_5 | Milagres |  | 660
ML-STS525IN32 | Milagres | ML | STS_5_2_5_IN32 | Inverter |  | STS525IN32 | 200 | 246.84 | STS_5_2_5 | Milagres |  | 660
ML-STS525IN33 | Milagres | ML | STS_5_2_5_IN33 | Inverter |  | STS525IN33 | 200 | 246.84 | STS_5_2_5 | Milagres |  | 660
ML-STS525IN34 | Milagres | ML | STS_5_2_5_IN34 | Inverter |  | STS525IN34 | 200 | 246.84 | STS_5_2_5 | Milagres |  | 660
ML-STS525IN35 | Milagres | ML | STS_5_2_5_IN35 | Inverter |  | STS525IN35 | 200 | 246.84 | STS_5_1_2 | Milagres |  | 660

## FMECA
Fault ID | System affected | Failure | Fault | Fault Component | Failure Mode | Failure Mechanism | Next higher level effect | End effect | Contributors | Production Severity | Safety Severity | Category | Subcategory | Type of Outage
A000 | Site | Stopped |  |  |  |  | Site Not Producing | Site Not Producing
A001 | Site | Stopped | No power output - Site | HV Station | HV Preventive Maintenance | HV Preventive Maintenance | Site Not Producing | Site Not Producing |  | Catastrophic | Insignificant | Preventive Maintenance | HV Preventive Maintenance | Contracted Outage
A002 | Site | Stopped | No power output - Site | Feeder | Feeder tripped | Overvoltage | Site Not Producing | Site Not Producing |  | Catastrophic | Insignificant | Grid | Feeder | Forced Outage
A003 | Site | Stopped | No power output - Site | Grid | G59Vector shift trip | TBD | Site Not Producing | Site Not Producing |  | Catastrophic | Insignificant | Grid | G59/Vector shift trip | Forced Outage
A004 | Site | Stopped | No power output - Site | Grid | DNO outage | TBD | Site Not Producing | Site Not Producing |  | Catastrophic | Insignificant | Grid | DNO outage | Forced Outage
A005 | Site | Stopped | No power output - Site | Grid | Feeder tripped | Line Event | Site Not Producing | Site Not Producing |  | Catastrophic | Insignificant | Grid | Line Event | Forced Outage
A005 | Site | Stopped | No power output - Site | Grid | Feeder tripped | Extreme Weather | Site Not Producing | Site Not Producing |  | Catastrophic | Insignificant | Force Majeure | Grid | Forced Outage
A005 | Site | Stopped | No power output - Site | Site | Feeder tripped | Extreme Weather | Site Not Producing | Site Not Producing |  | Catastrophic | Insignificant | Force Majeure | Feeder | Forced Outage
A005 | Site | Stopped | No power output - Site | Site | Feeder tripped | Faulty Oil Gauge | Site Not Producing | Site Not Producing |  | Catastrophic | Insignificant | Grid | Transformer | Forced Outage
A005 | Site | Stopped | No power output - Site | Site | Feeder tripped | Animal interferes with system | Site Not Producing | Site Not Producing |  | Catastrophic | Insignificant | Grid | Animal | Forced Outage
A005 | Site | Stopped | No power output - Site | Site | Feeder tripped | SMUD line event | Site Not Producing | Site Not Producing |  | Catastrophic | Insignificant | Grid | Grid | Forced Outage
A005 | Site | Stopped | No power output - Site | Transformer | Transformer loses functionality | Transformer damaged | Site Not Producing | Site Not Producing |  | Catastrophic | Insignificant | Technical | Transformer | Forced Outage
A005 | Site | Stopped | No power output - Site | DC Cables | DC Connector open - Failure to start | Low insulation resistance | Site Not Producing | Site Not Producing |  | Catastrophic | Insignificant | Grid | RISO fault | Forced Outage
| Site | Stopped
A100 | Site | Underperforming |  |  |  |  | Site Underperforming | Site Underperforming
| Site | Underperforming
A200 | Site | Limited Production
A201 | Site | Limited Production | Limited Production - Site | Grid | Curtailment | Control curtails site | Site Limited Production | Site Limited Production |  | Severe | Insignificant | Grid | Curtailment | Contracted Outage
A201 | Site | Limited Production | Limited Production - Site | Grid | Clipping | Site is clipped | Site Limited Production | Site Limited Production |  | Severe | Insignificant | Grid | Clipping | Contracted Outage
A202 | Site | Limited Production | Limited Production - Site | Grid | Regulatory requirement | Control limits site | Site Limited Production | Site Limited Production |  | Severe | Insignificant | Grid | Regulatory requirement | Contracted Outage
A202 | Site | Limited Production | Limited Production - Site | No fault | Snow covering panels | Snow covering panels | Site Limited Production | Site Limited Production |  | Severe | Insignificant | Force Majeure | Snow | Force Majeure
A005 | Site | Not communicating | Not Communicating - Site | Communication system | Unknown | Unknown | Site Not Communicating | Site Not Communicating |  | Insignificant | Critical | Data | Data | Forced Outage
| Site | Limited Production
| Site | Limited Production
PT000 | Transformer | Stopped |  |  |  |  | Site Underperforming | Site Underperforming
PT001 | Transformer | Stopped | No power output - Transformer | Transformer - AC Contactor | AC Contactor Open | High AC tension causes contactor to open | Site Underperforming | Site Underperforming |  | Catastrophic | Insignificant | Technical | Transformer | Forced Outage
PT002 | Transformer | Stopped | No power output - Transformer | Transformer - LV | AC Breaker Open | Fault in the switchgear causes AC breaker to open | Site Underperforming | Site Underperforming |  | Catastrophic | Insignificant | Technical | Switchgear | Forced Outage
PT003 | Transformer | Stopped | No power output - Transformer | Transformer - HV | AC Breaker Open | Fault in the switchgear causes AC breaker to open | Site Underperforming | Site Underperforming |  | Catastrophic | Insignificant | Technical | Switchgear | Forced Outage
PT003 | Transformer | Stopped | No power output - Transformer | Transformer - HV | AC Breaker Open | Bad wiring | Site Underperforming | Site Underperforming |  | Catastrophic | Insignificant | Technical | Switchgear | Forced Outage
PT004 | Transformer | Stopped | No power output - Transformer | Transformer | Transformer Isolated | Oil leak | Site Underperforming | Site Underperforming |  | Catastrophic | Critical | Technical | Transformer | Forced Outage
PT005 | Transformer | Stopped | No power output - Transformer | Transformer | Transformer shutsdown | High Pressure causes transformer trip | Site Underperforming | Site Underperforming |  | Catastrophic | Insignificant | Technical | Transformer | Forced Outage
PT006 | Transformer | Stopped | No power output - Transformer | Transformer | Transformer shutsdown | Vaccum failure causes trasnformer trip | Site Underperforming | Site Underperforming |  | Catastrophic | Insignificant | Technical | Transformer | Forced Outage
PT007 | Transformer | Stopped | No power output - Transformer | Transformer | Transformer shutsdown | High Temperature causes transformer trip | Site Underperforming | Site Underperforming |  | Catastrophic | Insignificant | Technical | Transformer | Forced Outage
PT007 | Transformer | Stopped | No power output - Transformer | Transformer | Isolated for corrective maintenance | Transformer isolated to carry out corrective maintenance | Site Underperforming | Site Underperforming |  | Catastrophic | Insignificant | Technical | Transformer | Forced Outage
PT007 | Transformer | Stopped | No power output - Transformer | Transformer | Transformer shutsdown | Cable connection failure | Site Underperforming | Site Underperforming |  | Catastrophic | Insignificant | Technical | Transformer | Forced Outage
PT007 | Transformer | Stopped | No power output - Transformer | Transformer | Transformer shutsdown | Faulty Transformer | Site Underperforming | Site Underperforming |  | Catastrophic | Insignificant | Technical | Transformer | Forced Outage
PT999 | Transformer | Stopped | No power output - Transformer | Transformer | Unknown | Unknown | Site Underperforming | Site Underperforming |  | Catastrophic | Insignificant | Technical | Transformer | Forced Outage
| Transformer | Stopped
S000 | String | Stopped |  |  |  |  | Inverter Underperforming | Site Underperforming
S001 | String | Stopped | No current output - String | DC Cables | DC Connector open | Low insulation resistance | Inverter Underperforming | Site Underperforming |  | Marginal | Marginal | Technical | RISO fault | Forced Outage
S002 | String | Stopped | No current output - String | Fuse | Blown fuse | Overcurrent | Inverter Underperforming | Site Underperforming |  | Marginal | Marginal | Technical | String | Forced Outage
S003 | String | Stopped | No current output - String | Fuse | Blown fuse | Overtemperature | Inverter Underperforming | Site Underperforming |  | Marginal | Marginal | Technical | String | Forced Outage
S004 | String | Stopped | No current output - String | Ground Fuse | Blown fuse | Overcurrent | Inverter Underperforming | Site Underperforming |  | Marginal | Marginal | Technical | String | Forced Outage
S005 | String | Stopped | No current output - String | Ground Fuse | Blown fuse | Overtemperature | Inverter Underperforming | Site Underperforming |  | Marginal | Marginal | Technical | String | Forced Outage
S004 | String | Stopped | No current output - String | DC Cables | DC Connector open | Human Error - Contactor left open | Inverter Underperforming | Site Underperforming |  | Marginal | Marginal | Technical | String | Forced Outage
S999 | String | Stopped | No current output - String | Unknown | Unknown | Unknown | Inverter Underperforming | Site Underperforming |  | Marginal | Marginal | Technical | String | Forced Outage
| String | Stopped
CB000 | Combiner Box | Stopped |  |  |  |  | Inverter Underperforming | Site Underperforming
CB001 | Combiner Box | Stopped | No current output - Combiner Box | DC Cables | DC Connector open | Ground fault - Low insulation resistance | Inverter Underperforming | Site Underperforming |  | Marginal | Marginal | Technical | RISO fault | Forced Outage
CB002 | Combiner Box | Stopped | No current output - Combiner Box | Fuse | Blown fuse | Overcurrent | Inverter Underperforming | Site Underperforming |  | Marginal | Marginal | Technical | Combiner Box | Forced Outage
CB003 | Combiner Box | Stopped | No current output - Combiner Box | Fuse | Blown fuse | Overtemperature | Inverter Underperforming | Site Underperforming |  | Marginal | Marginal | Technical | Combiner Box | Forced Outage
CB004 | Combiner Box | Stopped | No current output - Combiner Box | Ground Fuse | Blown fuse | Overcurrent | Inverter Underperforming | Site Underperforming |  | Marginal | Marginal | Technical | Combiner Box | Forced Outage
CB005 | Combiner Box | Stopped | No current output - Combiner Box | Ground Fuse | Blown fuse | Overtemperature | Inverter Underperforming | Site Underperforming |  | Marginal | Marginal | Technical | Combiner Box | Forced Outage
CB004 | Combiner Box | Stopped | No current output - Combiner Box | DC Cables | DC Connector open | Human Error - Contactor left open | Inverter Underperforming | Site Underperforming |  | Marginal | Marginal | Technical | Combiner Box | Forced Outage
CB005 | Combiner Box | Stopped | No current output - Combiner Box | Combiner Box | CB overheating causes trip | Overtemperature | Inverter Underperforming | Site Underperforming |  | Marginal | Marginal | Technical | Combiner Box | Forced Outage
CB005 | Combiner Box | Stopped | No current output - Combiner Box | Inverter DCCT | DCCT of inverter trips | Overcurrent | Inverter Underperforming | Site Underperforming |  | Marginal | Marginal | Technical | Combiner Box | Forced Outage
CB005 | Combiner Box | Stopped | No current output - Combiner Box | Inverter DCCT | DCCT of inverter trips | DCCT malfunction | Inverter Underperforming | Site Underperforming |  | Marginal | Marginal | Technical | Combiner Box | Forced Outage
CB005 | Combiner Box | Stopped | No current output - Combiner Box | Inverter DC Feeders | DC feeders disconnect | Human Error | Inverter Underperforming | Site Underperforming |  | Marginal | Marginal | Technical | Combiner Box | Forced Outage
CB005 | Combiner Box | Stopped | No current output - Combiner Box | Inverter DU Board | DU board malfunction disconnects CB | Faulty DU Board | Inverter Underperforming | Site Underperforming |  | Marginal | Marginal | Technical | Inverter | Forced Outage
CB005 | Combiner Box | Stopped | No current output - Combiner Box | Disconnect switch | Disconnect switch faulty | Human Error | Inverter Underperforming | Site Underperforming |  | Marginal | Marginal | Technical | Combiner Box | Forced Outage
CB005 | Combiner Box | Stopped | No current output - Combiner Box | Unknown | Unknown | Unknown | Inverter Underperforming | Site Underperforming |  | Marginal | Marginal | Technical | Combiner Box | Forced Outage
CB999 | Combiner Box | Stopped | No current output - Combiner Box | Unknown | Unknown | Unknown | Inverter Underperforming | Site Underperforming |  | Marginal | Marginal | Technical | Combiner Box | Forced Outage
| Combiner Box | Stopped
INV100 | Inverter | Underperforming
INV101 | Inverter | Underperforming | Derating - Inverter | Inverter | Inverter derates itself | High temperatures cause the inverter to derate | Inverter Underperforming | Site Underperforming | VS001;VS002 | Marginal | Insignificant | Technical | Inverter | Forced Outage
INV102 | Inverter | Underperforming | Derating - Inverter | Inverter Electrical Circuit | Inverter derates itself | Faulty electrical connection to the main control board | Inverter Underperforming | Site Underperforming |  | Marginal | Insignificant | Technical | Inverter | Forced Outage
INV103 | Inverter | Underperforming | Derating - Inverter | No fault | Snow covering panels | Extreme Weather - Snow | Inverter Underperforming | Site Underperforming |  | Marginal | Insignificant | Force Majeure | Snow | Forced Outage
INV103 | Inverter | Underperforming | Derating - Inverter | Temperature Sensor | AC Breaker Open | Temperature sensor badly isolated | Inverter Underperforming | Site Underperforming |  | Marginal | Insignificant | Technical | Inverter | Forced Outage
INV104 | Inverter | Underperforming | Derating - Inverter | Current Transformer | Inverter can't control current | Current Transformer faulty | Inverter Underperforming | Site Underperforming |  | Marginal | Insignificant | Technical | Inverter | Forced Outage
INV105 | Inverter | Underperforming | Derating - Inverter | Tracker | Tracker driveshaft | Tracker driveshaft failure causes underperformance | Inverter Underperforming | Site Underperforming |  | Marginal | Insignificant | Technical | Inverter | Forced Outage
INV105 | Inverter | Underperforming | Derating - Inverter | Tracker | Tracker | Tracker failure causes underperformance | Inverter Underperforming | Site Underperforming |  | Marginal | Insignificant | Technical | Inverter | Forced Outage
INV105 | Inverter | Underperforming | Derating - Inverter | Current Transformer | Inverter can't control current | Current Transformer poorly connected | Inverter Underperforming | Site Underperforming |  | Marginal | Insignificant | Technical | Inverter | Forced Outage
INV199 | Inverter | Underperforming | Derating - Inverter | Unknown | Unknown | Unknown | Inverter Underperforming | Site Underperforming |  | Marginal | Insignificant | Technical | Inverter | Forced Outage
| Inverter | Underperforming
INV000 | Inverter | Stopped |  |  |  |  | Inverter Not Producing | Site Underperforming
INV001 | Inverter | Stopped | No power output - Inverter - PM | Inverter | Preventive Maintenance | Preventive Maintenance | Inverter Not Producing | Site Underperforming |  | None | None | Preventive Maintenance | Inverter Preventive Maintenance | Contracted Outage
INV002 | Inverter | Stopped | No power output - Inverter | Phase Fuse A | Blown fuse | Overcurrent | Inverter Not Producing | Site Underperforming |  | Severe | Insignificant | Technical | Inverter | Forced Outage
INV003 | Inverter | Stopped | No power output - Inverter | Phase Fuse B | Blown fuse | Overcurrent | Inverter Not Producing | Site Underperforming |  | Severe | Insignificant | Technical | Inverter | Forced Outage
INV004 | Inverter | Stopped | No power output - Inverter | Phase Fuse C | Blown fuse | Overcurrent | Inverter Not Producing | Site Underperforming |  | Severe | Insignificant | Technical | Inverter | Forced Outage
INV005 | Inverter | Stopped | No power output - Inverter | Phase Fuse A;Phase Fuse B | Blown fuse | Overcurrent | Inverter Not Producing | Site Underperforming |  | Severe | Insignificant | Technical | Inverter | Forced Outage
INV006 | Inverter | Stopped | No power output - Inverter | Phase Fuse A;Phase Fuse C | Blown fuse | Overcurrent | Inverter Not Producing | Site Underperforming |  | Severe | Insignificant | Technical | Inverter | Forced Outage
INV007 | Inverter | Stopped | No power output - Inverter | Phase Fuse B;Phase Fuse C | Blown fuse | Overcurrent | Inverter Not Producing | Site Underperforming |  | Severe | Insignificant | Technical | Inverter | Forced Outage
INV008 | Inverter | Stopped | No power output - Inverter | Phase Fuse A;Phase Fuse B;Phase Fuse C | Blown fuse | Overcurrent | Inverter Not Producing | Site Underperforming |  | Severe | Insignificant | Technical | Inverter | Forced Outage
INV009 | Inverter | Stopped | No power output - Inverter | DC Fuse | Blown fuse | Overcurrent | Inverter Not Producing | Site Underperforming |  | Severe | Insignificant | Technical | Inverter | Forced Outage
INV010 | Inverter | Stopped | No power output - Inverter | Phase Fuse A | Blown fuse | Overtemperature | Inverter Not Producing | Site Underperforming | VS001;VS002 | Severe | Insignificant | Technical | Inverter | Forced Outage
INV011 | Inverter | Stopped | No power output - Inverter | Phase Fuse B | Blown fuse | Overtemperature | Inverter Not Producing | Site Underperforming | VS001;VS002 | Severe | Insignificant | Technical | Inverter | Forced Outage
INV012 | Inverter | Stopped | No power output - Inverter | Phase Fuse C | Blown fuse | Overtemperature | Inverter Not Producing | Site Underperforming | VS001;VS002 | Severe | Insignificant | Technical | Inverter | Forced Outage
INV013 | Inverter | Stopped | No power output - Inverter | Phase Fuse A;Phase Fuse B | Blown fuse | Overtemperature | Inverter Not Producing | Site Underperforming | VS001;VS002 | Severe | Insignificant | Technical | Inverter | Forced Outage
INV014 | Inverter | Stopped | No power output - Inverter | Phase Fuse A;Phase Fuse C | Blown fuse | Overtemperature | Inverter Not Producing | Site Underperforming | VS001;VS002 | Severe | Insignificant | Technical | Inverter | Forced Outage
INV015 | Inverter | Stopped | No power output - Inverter | Phase Fuse B;Phase Fuse C | Blown fuse | Overtemperature | Inverter Not Producing | Site Underperforming | VS001;VS002 | Severe | Insignificant | Technical | Inverter | Forced Outage
INV016 | Inverter | Stopped | No power output - Inverter | Phase Fuse A;Phase Fuse B;Phase Fuse C | Blown fuse | Overtemperature | Inverter Not Producing | Site Underperforming | VS001;VS002 | Severe | Insignificant | Technical | Inverter | Forced Outage
INV017 | Inverter | Stopped | No power output - Inverter | DC Fuse | Blown fuse | Overtemperature | Inverter Not Producing | Site Underperforming | VS001;VS002 | Severe | Insignificant | Technical | Inverter | Forced Outage
INV018 | Inverter | Stopped | No power output - Inverter | DC Connector | Connector loose | Poor torquing | Inverter Not Producing | Site Underperforming |  | Severe | Insignificant | Technical | Inverter | Forced Outage
INV018 | Inverter | Stopped | No power output - Inverter | DC Connector | Connector too tight | Poor torquing | Inverter Not Producing | Site Underperforming |  | Severe | Insignificant | Technical | Inverter | Forced Outage
INV019 | Inverter | Stopped | No power output - Inverter | DC Connector | Connector loose | Faulty Connector | Inverter Not Producing | Site Underperforming |  | Severe | Insignificant | Technical | Inverter | Forced Outage
INV019 | Inverter | Stopped | No power output - Inverter | MC4 Connector | Connector poorly installed | Human Error | Inverter Not Producing | Site Underperforming |  | Severe | Insignificant | Technical | Inverter | Forced Outage
INV020 | Inverter | Stopped | No power output - Inverter | Pinch cable | Combiner open | Faulty Pinch cable | Inverter Not Producing | Site Underperforming |  | Severe | Insignificant | Technical | Inverter | Forced Outage
INV021 | Inverter | Stopped | No power output - Inverter | DC Cables | DC Circuit Breaker open - Failure to start | Ground fault - Low insulation resistance | Inverter Not Producing | Site Underperforming |  | Severe | Marginal | Technical | RISO fault | Forced Outage
INV022 | Inverter | Stopped | No power output - Inverter | DC Cables | DC Circuit Breaker open | Short circuit - Low insulation resistance | Inverter Not Producing | Site Underperforming |  | Severe | Marginal | Technical | RISO fault | Forced Outage
INV023 | Inverter | Stopped | No power output - Inverter | DC Cables | DC Circuit Breaker open | Ground fault - Low insulation resistance | Inverter Not Producing | Site Underperforming |  | Severe | Marginal | Technical | RISO fault | Forced Outage
INV023 | Inverter | Stopped | No power output - Inverter | DU Board | DC Circuit Breaker open | Low insulation resistance | Inverter Not Producing | Site Underperforming |  | Severe | Marginal | Technical | RISO fault | Forced Outage
INV024 | Inverter | Stopped | No power output - Inverter | AC Breaker | AC Breaker Open | Overtension | Inverter Not Producing | Site Underperforming |  | Severe | Insignificant | Technical | Inverter | Forced Outage
INV025 | Inverter | Stopped | No power output - Inverter | AC Breaker | AC Breaker Open | AC Breaker faulty | Inverter Not Producing | Site Underperforming |  | Severe | Insignificant | Technical | Inverter | Forced Outage
INV026 | Inverter | Stopped | No power output - Inverter | AC Breaker | AC Breaker Open | Grid failure triggers AC Breaker | Inverter Not Producing | Site Underperforming |  | Severe | Insignificant | Technical | Inverter | Forced Outage
INV027 | Inverter | Stopped | No power output - Inverter | AC Breaker | AC Breaker Open | Fan fault triggers AC Breaker | Inverter Not Producing | Site Underperforming | VS003 | Severe | Insignificant | Technical | Inverter | Forced Outage
INV027 | Inverter | Stopped | No power output - Inverter | Aux switch Fuse | Aux switch Fuse Blown | Aux switch Fuse Blown due to overcurrent | Inverter Not Producing | Site Underperforming | VS003 | Severe | Insignificant | Technical | Inverter | Forced Outage
INV028 | Inverter | Stopped | No power output - Inverter | Ground Fuse | Ground Fuse Blown | Ground fault causes short circtuit that blows fuse | Inverter Not Producing | Site Underperforming |  | Severe | Insignificant | Technical | Inverter | Forced Outage
INV029 | Inverter | Stopped | No power output - Inverter | FPGA - Field Programmable Gate Arrays | Electrical board loses functionality - AC Feeder Trips | Faulty FPGA - Degradation of electrical parts | Inverter Not Producing | Site Underperforming |  | Severe | Insignificant | Technical | Inverter | Forced Outage
INV030 | Inverter | Stopped | No power output - Inverter | FPGA - Field Programmable Gate Arrays | Electrical board loses functionality - AC Feeder Trips | Faulty FPGA - Loss of mechanical function | Inverter Not Producing | Site Underperforming |  | Severe | Insignificant | Technical | Inverter | Forced Outage
INV031 | Inverter | Stopped | No power output - Inverter | Bus bar | Electrical board loses functionality - AC Feeder Trips | Bus badly connected | Inverter Not Producing | Site Underperforming |  | Severe | Insignificant | Technical | Inverter | Forced Outage
INV032 | Inverter | Stopped | No power output - Inverter | Bus bar | Electrical board loses functionality - AC Feeder Trips | Faulty Bus | Inverter Not Producing | Site Underperforming |  | Severe | Insignificant | Technical | Inverter | Forced Outage
INV033 | Inverter | Stopped | No power output - Inverter | Bus bar | Electrical board loses functionality - AC Feeder Trips | Overheating | Inverter Not Producing | Site Underperforming |  | Severe | Insignificant | Technical | Inverter | Forced Outage
INV034 | Inverter | Stopped | No power output - Inverter | IGBT | Electrical board loses functionality - AC Feeder Trips | Faulty IGBT - Degradation of electrical parts | Inverter Not Producing | Site Underperforming |  | Severe | Insignificant | Technical | Inverter | Forced Outage
INV035 | Inverter | Stopped | No power output - Inverter | IGBT | Electrical board loses functionality - AC Feeder Trips | Faulty IGBT - Loss of mechanical function | Inverter Not Producing | Site Underperforming |  | Severe | Insignificant | Technical | Inverter | Forced Outage
INV036 | Inverter | Stopped | No power output - Inverter | IGBT | AC Breaker Open | Overtemperature | Inverter Not Producing | Site Underperforming |  | Severe | Insignificant | Technical | Inverter | Forced Outage
INV036 | Inverter | Stopped | No power output - Inverter | Inverter module | Inverter module shutsdown inverter | Multiple IGBT driver failures | Inverter Not Producing | Site Underperforming |  | Severe | Insignificant | Technical | Inverter | Forced Outage
INV037 | Inverter | Stopped | No power output - Inverter | Inverter | Electrical board loses functionality - AC Feeder Trips | F62 - DU Comms fault | Inverter Not Producing | Site Underperforming |  | Severe | Insignificant | Technical | Inverter | Forced Outage
INV038 | Inverter | Stopped | No power output - Inverter | Inverter | AC Breaker Open | Low temperature triggers AC Breaker | Inverter Not Producing | Site Underperforming |  | Severe | Insignificant | Technical | Inverter | Force Majeure
INV039 | Inverter | Stopped | No power output - Inverter | Control Board | Electrical board loses functionality - AC Feeder Trips | Control board is faulty | Inverter Not Producing | Site Underperforming |  | Severe | Insignificant | Technical | Inverter | Force Majeure
INV040 | Inverter | Not communicating | Not communicating - Inverter | Inverter | TBD | TBD | Inverter Not Communicating | Loss of monitoring capabilities |  | None | None | Data | Unavailability of Generation Data | Forced Outage - No Production Loss
INV041 | Inverter | Stopped | No power output - Inverter | Inverter | Human Error - AC Breaker Open | Human Error | Inverter Not Producing | Site Underperforming |  | Severe | Insignificant | Technical | Inverter | Forced Outage
INV042 | Inverter | Stopped | No power output - Inverter | Inverter | Human Error - Left in test mode | Human Error | Inverter Not Producing | Site Underperforming |  | Severe | Insignificant | Technical | Inverter | Forced Outage
INV043 | Inverter | Stopped | No power output - Inverter | Inverter | AC Breaker Open | Overtemperature | Inverter Not Producing | Site Underperforming |  | Severe | Insignificant | Technical | Inverter | Forced Outage
INV044 | Inverter | Stopped | No power output - Inverter | Inverter | AC Breaker Open | Overtemperature - External cause | Inverter Not Producing | Site Underperforming |  | Severe | Insignificant | Technical | Inverter | Forced Outage
INV045 | Inverter | Stopped | No power output - Inverter | Inverter | AC Breaker Open | Parameter wrong causes trip | Inverter Not Producing | Site Underperforming |  | Severe | Insignificant | Technical | Inverter | Forced Outage
INV046 | Inverter | Stopped | No power output - Inverter | Inverter | AC Breaker Open | Unknown - Repair unsuccessful | Inverter Not Producing | Site Underperforming |  | Severe | Insignificant | Technical | Inverter | Forced Outage
INV046 | Inverter | Stopped | No power output - Inverter | Inverter | AC Breaker Open | Overheating | Inverter Not Producing | Site Underperforming |  | Severe | Insignificant | Technical | Inverter | Forced Outage
INV047 | Inverter | Stopped | No power output - Inverter | Inverter | AC Breaker Open | Animal interferes with system | Inverter Not Producing | Site Underperforming |  | Severe | Insignificant | Technical | Inverter | Forced Outage
INV047 | Inverter | Stopped | No power output - Inverter | Feeder | Feeder tripped | Faulty Feeder | Inverter Not Producing | Site Underperforming |  | Severe | Severe | Technical | Feeder | Forced Outage
INV047 | Inverter | Stopped | No power output - Inverter | Inverter | Bad settings keep inverter from starting | Bad settings | Inverter Not Producing | Site Underperforming |  | Severe | Insignificant | Technical | Inverter | Forced Outage
INV047 | Inverter | Stopped | No power output - Inverter | LCL Filter | LCL filter loses functionality | Faulty LCL Filter | Inverter Not Producing | Site Underperforming |  | Severe | Insignificant | Technical | Inverter | Forced Outage
INV047 | Inverter | Stopped | No power output - Inverter | SCU Board | SCU Board loses functionality | Faulty resistor in SCU Board | Inverter Not Producing | Site Underperforming |  | Severe | Insignificant | Technical | Inverter | Forced Outage
INV048 | Inverter | Stopped | No power output - Inverter | Resistor | Inverter can't start safely | Faulty resistor | Inverter Not Producing | Site Underperforming |  | Severe | Insignificant | Technical | Inverter | Forced Outage
INV049 | Inverter | Stopped | No power output - Inverter | Inverter | Fire | Fire | Inverter Not Producing | Site Underperforming |  | Severe | Severe | Force Majeure | Fire | Force Majeure
INV050 | Inverter | Stopped | No power output - Inverter | Temperature Sensor | AC Breaker Open | Temperature sensor faulty | Inverter Not Producing | Site Underperforming |  | Severe | Insignificant | Technical | Inverter | Forced Outage
INV051 | Inverter | Stopped | No power output - Inverter | Temperature Sensor | AC Breaker Open | Temperature sensor badly isolated | Inverter Not Producing | Site Underperforming |  | Severe | Insignificant | Technical | Inverter | Forced Outage
INV052 | Inverter | Stopped | No power output - Inverter | DC Circuit Breaker | DC Circuit Breaker open | DC Circuit Breaker faulty | Inverter Not Producing | Site Underperforming |  | Severe | Insignificant | Technical | Inverter | Forced Outage
INV053 | Inverter | Stopped | No power output - Inverter | DC Circuit Breaker | DC Circuit Breaker open | DC overcurrent | Inverter Not Producing | Site Underperforming |  | Severe | Insignificant | Technical | Inverter | Forced Outage
INV053 | Inverter | Stopped | No power output - Inverter | DC Switch | DC Switch failed | DC Switch faulty | Inverter Not Producing | Site Underperforming |  | Severe | Insignificant | Technical | Inverter | Forced Outage
INV053 | Inverter | Stopped | No power output - Inverter | DC Switch | DC Switch | Human Error | Inverter Not Producing | Site Underperforming |  | Severe | Insignificant | Technical | Inverter | Forced Outage
INV054 | Inverter | Stopped | No power output - Inverter | Current Transformer | Inverter can't control current as expected | Current Transformer faulty | Inverter Not Producing | Site Underperforming |  | Severe | Insignificant | Technical | Inverter | Forced Outage
INV055 | Inverter | Stopped | No power output - Inverter | Current Transformer | Inverter can't control current as expected | Current Transformer poorly connected | Inverter Not Producing | Site Underperforming |  | Severe | Insignificant | Technical | Inverter | Forced Outage
INV056 | Inverter | Stopped | No power output - Inverter | Current Transformer | Inverter can't control current as expected | Bad CT settings | Inverter Not Producing | Site Underperforming |  | Severe | Insignificant | Technical | Inverter | Forced Outage
INV057 | Inverter | Stopped | No power output - Inverter | Solar Module | DC Circuit Breaker open | Ground fault - Low insulation resistance | Inverter Not Producing | Site Underperforming |  | Severe | Insignificant | Technical | Inverter | Forced Outage
INV058 | Inverter | Stopped | No power output - Inverter | Grid | Inverter in stand-by due to external event | Grid undervoltage | Inverter Not Producing | Site Underperforming |  | Severe | Insignificant | Technical | Inverter | Forced Outage
INV059 | Inverter | Stopped | No power output - Inverter | Grid | Inverter in stand-by due to external event | Grid overvoltage | Inverter Not Producing | Site Underperforming |  | Severe | Insignificant | Technical | Inverter | Forced Outage
INV060 | Inverter | Stopped | No power output - Inverter | Inverter | Inverter in stand-by due to external event | Excessive phase voltage jump trips inverter | Inverter Not Producing | Site Underperforming |  | Severe | Insignificant | Technical | Inverter | Forced Outage
INV061 | Inverter | Stopped | No power output - Inverter | 52 RC Contactor | AC Breaker Open | 52 RC Contactor fauly | Inverter Not Producing | Site Underperforming | VS003 | Severe | Insignificant | Technical | Inverter | Forced Outage
INV062 | Inverter | Stopped | No power output - Inverter | 72 RC Contactor | AC Breaker Open | 72 RC Contactor fauly | Inverter Not Producing | Site Underperforming | VS003 | Severe | Insignificant | Technical | Inverter | Forced Outage
INV062 | Inverter | Stopped | No power output - Inverter | 25 Amp Fuse | 25 Amp Fuse Blown | Overcurrent | Inverter Not Producing | Site Underperforming | VS003 | Severe | Insignificant | Technical | Inverter | Forced Outage
INV062 | Inverter | Stopped | No power output - Inverter | IGBT stack | IGBT stack malffunctioning | Faulty IGBT stack | Inverter Not Producing | Site Underperforming | VS003 | Severe | Insignificant | Technical | Inverter | Forced Outage
INV062 | Inverter | Stopped | No power output - Inverter | IGBT stack | IGBT stack blown | Overcurrent | Inverter Not Producing | Site Underperforming | VS003 | Severe | Insignificant | Technical | Inverter | Forced Outage
INV062 | Inverter | Stopped | No power output - Inverter | AC Disconnect | AC Disconnect malfunction | Unknown | Inverter Not Producing | Site Underperforming | VS003 | Severe | Insignificant | Technical | Inverter | Forced Outage
INV062 | Inverter | Stopped | No power output - Inverter | DC Disconnect | DC Disconnect malfunction | Unknown | Inverter Not Producing | Site Underperforming | VS003 | Severe | Insignificant | Technical | Inverter | Forced Outage
INV063 | Inverter | Stopped | No power output - Inverter | Inverter module | Inverter module shutsdown inverter | Faulty Inverter module | Inverter Not Producing | Site Underperforming | VS003 | Severe | Insignificant | Technical | Inverter | Forced Outage
INV036 | Inverter | Stopped | No power output - Inverter | Inverter module | Inverter module shutsdown inverter | Multiple IGBT driver failures | Inverter Not Producing | Site Underperforming |  | Severe | Insignificant | Technical | Inverter | Forced Outage
INV036 | Inverter | Stopped | No power output - Inverter | Inverter module | Inverter module shutsdown inverter | Faulty module fans | Inverter Not Producing | Site Underperforming |  | Severe | Insignificant | Technical | Inverter | Forced Outage
INV036 | Inverter | Stopped | No power output - Inverter | Inverter module | Inverter module shutsdown inverter | IGBT driver failure | Inverter Not Producing | Site Underperforming |  | Severe | Insignificant | Technical | Inverter | Forced Outage
INV036 | Inverter | Stopped | No power output - Inverter | Inverter module | Inverter module shutsdown inverter | Insulation fault | Inverter Not Producing | Site Underperforming |  | Severe | Insignificant | Technical | Inverter | Forced Outage
INV036 | Inverter | Stopped | No power output - Inverter | Inverter module | Inverter module shutsdown inverter | IGBT Overtemperature | Inverter Not Producing | Site Underperforming |  | Severe | Insignificant | Technical | Inverter | Forced Outage
INV063 | Inverter | Stopped | No power output - Inverter | Fiber cables | Inverter shutsdown because it can't control module | Faulty Connector | Inverter Not Producing | Site Underperforming | VS003 | Severe | Insignificant | Technical | Inverter | Forced Outage
INV064 | Inverter | Stopped | No power output - Inverter | Inductance sensor | Inverter shutsdown for safety reasons | Faulty inductance sensor | Inverter Not Producing | Site Underperforming | VS003 | Severe | Insignificant | Technical | Inverter | Forced Outage
INV064 | Inverter | Stopped | No power output - Inverter | Disconnecting Unit (DU) Board | Inverter shutsdown for safety reasons | Fauly DU board | Inverter Not Producing | Site Underperforming | VS003 | Severe | Insignificant | Technical | Inverter | Forced Outage
INV064 | Inverter | Stopped | No power output - Inverter | Disconnecting Unit (DU) Board | Inverter shutsdown for safety reasons | Fauly connection | Inverter Not Producing | Site Underperforming | VS003 | Severe | Insignificant | Technical | Inverter | Forced Outage
INV064 | Inverter | Stopped | No power output - Inverter | Transformer | Malfunction in Transformer shutsdown inverter | Faulty Transformer | Inverter Not Producing | Site Underperforming | VS003 | Severe | Insignificant | Technical | Inverter | Forced Outage
INV064 | Inverter | Stopped | No power output - Inverter | Transformer | Malfunction in Transformer shutsdown inverter | Tap change | Inverter Not Producing | Site Underperforming | VS003 | Severe | Insignificant | Technical | Inverter | Forced Outage
INV099 | Inverter | Stopped | No power output - Inverter | External | Not enough irradiance to keep inverter working | Shading | Inverter Not Producing | Site Underperforming |  | Severe | Insignificant | Technical | Inverter | Other
INV099 | Inverter | Stopped | No power output - Inverter | No fault | Isolated for corrective maintenance | Isolated for corrective maintenance | Inverter Not Producing | Site Underperforming |  | Severe | Insignificant | Technical | Inverter | Other
| Inverter | Stopped
| Inverter | Stopped
INV999 | Inverter | Stopped | No power output - Inverter | Fan | Fan stopped | Broken fan | Inverter Not Producing | Site Underperforming |  | Severe | Insignificant | Technical | Inverter | Force Majeure
INV999 | Inverter | Stopped | No power output - Inverter | Inverter | Unknown | Unknown | Inverter Not Producing | Site Underperforming |  | Severe | Insignificant | Technical | Inverter | Force Majeure
| Inverter | Stopped
| Inverter | Stopped |  |  |  |  | Inverter Not Producing | Site Underperforming
IM000 | Inverter module | Stopped |  |  |  |  | Inverter Underperforming | Site Underperforming
IM001 | Inverter module | Stopped | No power output - Inverter module | FPGA | Electrical control circuit loses functionality | Faulty FPGA - Degradation of electrical parts | Inverter Underperforming | Site Underperforming |  | Severe | Insignificant | Technical | Inverter | Forced Outage
IM002 | Inverter module | Stopped | No power output - Inverter module | FPGA | Electrical control circuit loses functionality | Faulty FPGA - Loss of mechanical function | Inverter Underperforming | Site Underperforming |  | Severe | Insignificant | Technical | Inverter | Forced Outage
IM003 | Inverter module | Stopped | No power output - Inverter module | Bus | Electrical control circuit loses functionality | Bus badly connected | Inverter Underperforming | Site Underperforming |  | Severe | Insignificant | Technical | Inverter | Forced Outage
IM004 | Inverter module | Stopped | No power output - Inverter module | Bus | Electrical control circuit loses functionality | Faulty Bus | Inverter Underperforming | Site Underperforming |  | Severe | Insignificant | Technical | Inverter | Forced Outage
IM004 | Inverter module | Stopped | No power output - Inverter module | Bus | Electrical control circuit loses functionality | DC Overvoltage | Inverter Underperforming | Site Underperforming |  | Severe | Insignificant | Technical | Inverter | Forced Outage
IM005 | Inverter module | Stopped | No power output - Inverter module | IGBT | Electrical control circuit loses functionality | Faulty IGBT - Degradation of electrical parts | Inverter Underperforming | Site Underperforming |  | Severe | Insignificant | Technical | Inverter | Forced Outage
IM006 | Inverter module | Stopped | No power output - Inverter module | IGBT | Electrical control circuit loses functionality | Faulty IGBT - Loss of mechanical function | Inverter Underperforming | Site Underperforming |  | Severe | Insignificant | Technical | Inverter | Forced Outage
IM007 | Inverter module | Stopped | No power output - Inverter module | IGBT | Inverter module shutsdown/resets | Overtemperature | Inverter Underperforming | Site Underperforming |  | Severe | Insignificant | Technical | Inverter | Forced Outage
IM008 | Inverter module | Stopped | No power output - Inverter module | Inverter module | Inverter module shutsdown/resets | Faulty Inverter module | Inverter Underperforming | Site Underperforming |  | Severe | Insignificant | Technical | Inverter | Forced Outage
IM008 | Inverter module | Stopped | No power output - Inverter module | Inverter module | Inverter module shutsdown/resets | Multiple IGBT driver failures | Inverter Underperforming | Site Underperforming |  | Severe | Insignificant | Technical | Inverter | Forced Outage
IM008 | Inverter module | Stopped | No power output - Inverter module | Inverter module | Inverter module shutsdown/resets | AC overcurrent | Inverter Underperforming | Site Underperforming |  | Severe | Insignificant | Technical | Inverter | Forced Outage
IM008 | Inverter module | Stopped | No power output - Inverter module | Inverter module | Inverter module shutsdown/resets | DC Overvoltage | Inverter Underperforming | Site Underperforming |  | Severe | Insignificant | Technical | Inverter | Forced Outage
IM008 | Inverter module | Stopped | No power output - Inverter module | Inverter module | Inverter module shutsdown/resets | Vbus high/low unbalanced | Inverter Underperforming | Site Underperforming |  | Severe | Insignificant | Technical | Inverter | Forced Outage
IM009 | Inverter module | Stopped | No power output - Inverter module | Inductance sensor | Inverter shutsdown for safety reasons | Faulty inductance sensor | Inverter Underperforming | Site Underperforming |  | Severe | Insignificant | Technical | Inverter | Forced Outage
IM010 | Inverter module | Stopped | No power output - Inverter module | Fiber cables | Inverter shutsdown because it can't control module | Faulty Connector | Inverter Underperforming | Site Underperforming |  | Severe | Insignificant | Technical | Inverter | Forced Outage
IM011 | Inverter module | Stopped | No power output - Inverter module | Inverter module | Inverter module shutsdown | Bad Q settings | Inverter Underperforming | Site Underperforming |  | Severe | Insignificant | Technical | Inverter | Forced Outage
IM012 | Inverter module | Stopped | No power output - Inverter module | Inverter | Inverter module shutsdown | Unknown | Inverter Underperforming | Site Underperforming |  | Severe | Insignificant | Technical | Inverter | Forced Outage
IM999 | Inverter module | Stopped | No power output - Inverter module | Unknown | Unknown | Unknown | Inverter Underperforming | Site Underperforming |  | Severe | Insignificant | Technical | Inverter | Forced Outage
| Inverter module | Stopped |  |  |  |  | Inverter Underperforming | Site Underperforming
| Inverter module | Stopped |  |  |  |  | Inverter Underperforming | Site Underperforming
| Inverter module | Stopped |  |  |  |  | Inverter Underperforming | Site Underperforming
SUB000 | Substation | Stopped |  |  |  |  | Substation Not Producing | Site Underperforming
SUB999 | Substation | Stopped | No power output - Substation | Unknown | Unknown | Unknown | Substation Not Producing | Site Underperforming |  | Severe | Insignificant | Technical | Other | Forced Outage
| Substation | Stopped
IB000 | Inverter Block | Stopped |  |  |  |  | Inverter Block Not Producing | Site Underperforming
VS000 | Ventilation system | Stopped |  |  |  |  | Loss of temperature control on Inverter | Ventilation system Stopped
VS001 | Ventilation system | Stopped | No cooling - Ventilation system | Fan | Fan stopped | Broken fan | Loss of temperature control on Inverter | Ventilation system Stopped |  | Insignificant | Insignificant | Technical | Other | Forced Outage
VS002 | Ventilation system | Stopped | No cooling - Ventilation system | Fan | Fan stopped | Electrical system faulty | Loss of temperature control on Inverter | Ventilation system Stopped |  | Insignificant | Insignificant | Technical | Other | Forced Outage
T000 | Tracker
T001 | Tracker | Not tracking | Tracker is not tracking | NCU | NCU malfunction puts tracker to stow position | NCU malfunction | Inverter Underperforming | Site Underperforming |  | Marginal | Insignificant | Trackers | Technical | Other
T002 | Tracker | Wrong tracking | Tracker's target roll is incorrect | NCU | Wrong target roll programmed in the NCU | NCU with wrong settings | Inverter Underperforming | Site Underperforming |  | Marginal | Insignificant | Trackers | Technical | Other
M001 | Inverter | Stopped | No fault - Corrective Maintenance | Inverter | Corrective maintenance due to Inverter failure | Isolated for corrective maintenance | Inverter Not Producing | Site Underperforming |  | Severe | Insignificant | Technical | Inverter | Corrective Maintenance
M002 | Transformer | Stopped | No fault - Corrective Maintenance | Transformer | Corrective maintenance due to Transformer failure | Isolated for corrective maintenance | Inverter Not Producing | Site Underperforming |  | Severe | Insignificant | Technical | Transformer | Corrective Maintenance
M003 | Combiner Box | Stopped | No fault - Corrective Maintenance | Combiner Box | Corrective maintenance due to CB failure | Isolated for corrective maintenance | Inverter Not Producing | Site Underperforming |  | Severe | Insignificant | Technical | Combiner Box | Corrective Maintenance
M003 | Combiner Box | Stopped | No fault - Corrective Maintenance | DC Cables | DC Wire Management | Isolated for corrective maintenance | Inverter Not Producing | Site Underperforming |  | Severe | Insignificant | Technical | DC Cables | Corrective Maintenance
M004 | Inverter module | Stopped | No fault - Corrective Maintenance | Inverter module | Corrective maintenance due to Inverter module failure | Isolated for corrective maintenance | Inverter Not Producing | Site Underperforming |  | Severe | Insignificant | Technical | Inverter | Corrective Maintenance
M004 | Inverter | Stopped | No fault - Corrective Maintenance | Solar Module | Corrective maintenance due to Solar module failure | Isolated for corrective maintenance | Inverter Not Producing | Site Underperforming |  | Severe | Insignificant | Technical | Inverter | Corrective Maintenance
M004 | Inverter | Stopped | No fault - Corrective Maintenance | DC Cables | Corrective maintenance due to DC Cables failure | Isolated for corrective maintenance | Inverter Not Producing | Site Underperforming |  | Severe | Insignificant | Technical | Inverter | Corrective Maintenance
M005 | Inverter | Stopped | No fault - Preventive Maintenance | Inverter | Preventive maintenance being carried | Isolated for preventive maintenance | Inverter Not Producing | Site Underperforming |  | Severe | Insignificant | Technical | Inverter | Preventive Maintenance
M006 | Transformer | Stopped | No fault - Preventive Maintenance | Transformer | Preventive maintenance being carried | Isolated for preventive maintenance | Inverter Not Producing | Site Underperforming |  | Severe | Insignificant | Technical | Transformer | Preventive Maintenance
M007 | Combiner Box | Stopped | No fault - Preventive Maintenance | Combiner Box | Preventive maintenance due to CB failure | Isolated for preventive maintenance | Inverter Not Producing | Site Underperforming |  | Severe | Insignificant | Technical | Combiner Box | Preventive Maintenance
M008 | Inverter module | Stopped | No fault - Preventive Maintenance | Inverter module | Preventive maintenance due to Inverter module failure | Isolated for preventive maintenance | Inverter Not Producing | Site Underperforming |  | Severe | Insignificant | Technical | Inverter | Preventive Maintenance
M009 | Inverter | Stopped | No fault - Corrective Maintenance | Inverter | Software update | Isolated for corrective maintenance | Inverter Not Producing | Site Underperforming |  | Severe | Insignificant | Technical | Inverter | Preventive Maintenance
M003 | Combiner Box | Stopped | No fault - Corrective Maintenance | Combiner Box | Corrective maintenance due to Ground fault failure | Isolated for corrective maintenance | Inverter Not Producing | Site Underperforming |  | Severe | Insignificant | Technical | RISO fault | Corrective Maintenance
M001 | Inverter | Stopped | No fault - Corrective Maintenance | Tracker | Corrective maintenance due to Tracker failure | Isolated for corrective maintenance | Inverter Not Producing | Site Underperforming |  | Severe | Insignificant | Technical | Tracker | Corrective Maintenance
EPC001 | Inverter | Stopped | No fault - Still under EPC management | EPC | Still under EPC management | Still under EPC management | Inverter Not Producing | Site Underperforming |  | Severe | Insignificant | EPC | EPC | Corrective Maintenance